{"text_format":"2","workbook":"xls","n_sheets":3,"sheets":["765설비","345설비","154설비"],"not_rendered":{"charts":0,"images":0,"macros":0,"external_links":1,"defined_names":13,"comments":0,"pivot_tables":0},"unopened":[],"bounds":{"document_bytes":16777216,"sheet_cells":100000,"run_cost":"one","rows_first":2000,"rows_last":500,"rows_between":2000,"halvings":0,"cell_chars":16384,"cell_head_chars":4096},"cells_cut":0,"cells_raw":0,"read":"whole","date_system":"1900","formulas":"cached_only"}

{"sheet":"765설비","index":0,"n_rows":21,"n_cols":11,"rows_kept":21,"cut":false,"hidden":false,"merged":[[2,0,3,0],[2,1,3,1],[2,3,3,3],[2,10,3,10],[2,4,3,4],[2,5,3,5],[2,6,2,7],[2,8,2,9],[2,2,3,2]],"flags":["formulas_cached_only"]}
["2023년도 5월 휴전계획서"]
["765kV"]
["번호","1차사업소","사업소","설비명","공사명","공사개요","신청일시",null,"조정일시",null,"작업구분"]
[{"$nulls":6},"시작","종료","시작","종료"]
[1,"경기북부","구리","신가평S/S CB 8471","765kV 송전선로 2회선 동시고장대비 비상운영제어반 설치","765kV 송전선로 2회선 동시고장대비 비상운영제어반 구성 - 비상운영제어반 설치 및 회로구성 - 신가평S/S 765kV 신태백-신가평 #1,2T/L GIS 회로개선","2023-05-15 09:00","2023-05-19 18:00","2023-05-15 09:00","2023-05-19 18:00","연속"]
[2,"경기북부","구리","신가평S/S CB 8371","765kV 송전선로 2회선 동시고장대비 비상운영제어반 설치","765kV 송전선로 2회선 동시고장대비 비상운영제어반 구성 - 비상운영제어반 설치 및 회로구성 - 신가평S/S 765kV 신태백-신가평 #1,2T/L GIS 회로개선","2023-05-15 09:00","2023-05-19 18:00","2023-05-15 09:00","2023-05-19 18:00","연속"]
[3,"강원","태백","신태백S/S #3 M.Tr","2023년 765kV 신태백S/S #3M.Tr 보통점검공사","2023년 765kV 신태백S/S #3M.Tr 보통점검공사","2023-05-29 09:00","2023-06-09 18:00","2023-05-29 09:00","2023-06-09 18:00","연속"]
[4,"강원","태백","신태백S/S CB 8671","2023년 신태백S/S 800kV GIS 보통점검공사","765kV 신태백S/S 8671CB 보통점검 [병행]신태백S/S 765kV 비상운영제어반 설치공사","2023-05-02 09:00","2023-05-12 18:00","2023-05-02 09:00","2023-05-12 18:00","연속"]
[5,"강원","태백","신태백S/S CB 8571","2023년 신태백S/S 800kV GIS 보통점검공사","765kV 신태백S/S 8571CB 보통점검 [병행]신태백S/S 765kV 비상운영제어반 설치공사","2023-05-02 09:00","2023-05-12 18:00","2023-05-02 09:00","2023-05-12 18:00","연속"]
[6,"강원","태백","신태백S/S #2 M.Tr","2023년 765kV 신태백S/S #2M.Tr 보통점검공사","2023년 765kV 신태백S/S #2M.Tr 보통점검공사","2023-05-15 09:00","2023-05-26 18:00","2023-05-15 09:00","2023-05-26 18:00","연속"]
[7,"충북","직할","신중부S/S #4 M.Tr","신중부S/S 765kV 주변압기 보통점검공사","신중부S/S #4M.Tr 보통점검","2023-05-11 09:00","2023-05-15 18:00","2023-05-09 09:00","2023-05-11 18:00","연속"]
[8,"충북","직할","신중부S/S #5 M.Tr","신중부S/S 765kV 주변압기 보통점검공사","신중부S/S #5M.Tr 보통점검","2023-05-16 09:00","2023-05-20 18:00","2023-05-12 09:00","2023-05-14 18:00","연속"]
[9,"대전세종충남","서산","신서산신중부#2 T/L","23년 서산P/O 장기사용 노후 보호반 대체공사","신서산S/S 765kV 86B/F 보호반 대체","2023-05-15 09:00","2023-05-19 18:00","취소","취소","연속"]
[10,"대전세종충남","서산","신서산당진TP#2 T/L","765kV 신서산-당진화력#2T/L 정밀점검","765kV 신서산-당진화력#2T/L 정밀점검","2023-05-22 08:00","2023-06-02 18:00","취소","취소","매일"]
[11,"대전세종충남","서산","신서산S/S #2 BUS","23년 서산P/O 장기사용 노후 보호반 대체공사","신서산S/S 765kV #2BUS 보호반 대체 (병행) #2BUS GIS 가스누기 보수공사","2023-05-15 09:00","2023-05-19 18:00","취소","취소","연속"]
[12,"대전세종충남","서산","신서산S/S #1 BUS","23년 서산P/O 장기사용 노후 보호반 대체공사","신서산S/S 765kV #1BUS 보호반 대체","2023-05-08 09:00","2023-05-12 18:00","취소","취소","연속"]
[13,"부산울산","동부산","북경남신고리NP#1 T/L","신고리S/S 765kV GIS 정밀/보통점검","북경남-신고리NP #1T/L 8271 GIS 정밀점검 - 결상 회로보완 작업 병행 - 정밀점검 후 시험가압 포함","2023-05-10 09:00","2023-05-27 18:00","2023-05-10 09:00","2023-05-27 18:00","연속"]
[14,"경남","함안","북경남S/S CB 8772","북경남S/S 765kV GIS 보통점검(8772)","북경남S/S 765kV GIS 보통점검(8772)","2023-05-02 09:30","2023-05-03 17:30","2023-05-02 09:30","2023-05-03 17:30","연속"]
[15,"경남","함안","북경남S/S CB 8671","북경남S/S 765kV GIS 보통점검(8671)","북경남S/S 765kV GIS 보통점검(8671)","2023-05-12 09:30","2023-05-13 17:30","2023-05-12 09:30","2023-05-13 17:30","연속"]
[16,"경남","함안","북경남S/S CB 8600","북경남S/S 765kV GIS 보통점검(8600)","북경남S/S 765kV GIS 보통점검(8600)","2023-05-10 09:30","2023-05-11 17:30","2023-05-10 09:30","2023-05-11 17:30","연속"]
[17,"경남","함안","북경남S/S CB 8672","북경남S/S 765kV GIS 보통점검(8672)","북경남S/S 765kV GIS 보통점검(8672)","2023-05-08 09:30","2023-05-09 17:30","2023-05-08 09:30","2023-05-09 17:30","연속"]

{"sheet":"345설비","index":1,"n_rows":282,"n_cols":11,"rows_kept":282,"cut":false,"hidden":false,"merged":[[2,2,3,2],[2,0,3,0],[2,1,3,1],[2,3,3,3],[2,10,3,10],[2,4,3,4],[2,5,3,5],[2,6,2,7],[2,8,2,9]],"flags":["formulas_cached_only"]}
["2023년도 5월 휴전계획서"]
["345kV"]
["번호","1차사업소","사업소","설비명","공사명","공사개요","신청일시",null,"조정일시",null,"작업구분"]
[{"$nulls":6},"시작","종료","시작","종료"]
[1,"남서울","강남","신양재S/S #1 M.Tr","2023년 강남전력지사 362kV GIS 정밀점검공사","- 대상설비 : 7100, 7172 GIS - 무부하가압 : 신성남-신양재#1T/L","2023-05-08 09:00","2023-05-19 18:00","2023-05-15 09:00","2023-05-26 18:00","연속"]
[2,"남서울","강남","신성남신양재#1 T/L","2023년 강남전력지사 362kV GIS 정밀점검공사","- 대상설비 : 7100, 7172 GIS - 무부하가압 : 신성남-신양재#1T/L","2023-05-19 14:00","2023-05-19 18:00","2023-05-26 14:00","2023-05-26 18:00","연속"]
[3,"남서울","강남","신양재S/S #2 Sh.R CB","2023년 강남전력지사 362kV GIS 정밀점검공사","- 대상설비 : 7279 GIS","2023-05-22 09:00","2023-05-26 18:00","취소","취소","연속"]
[4,"남서울","강남","신양재S/S #1 Sh.R CB","2023년 강남전력지사 362kV GIS 정밀점검공사","- 대상설비 : 7179 GIS","2023-05-15 09:00","2023-05-19 18:00","취소","취소","연속"]
[5,"남서울","동서울","신성남동서울#2 T/L","22-23년 가공송전 협력회사 총액공사","추락방지장치(수평) : 18기 설치","2023-05-22 07:00","2023-05-24 17:00","취소","취소","연속"]
[6,"남서울","동서울","곤지암동서울#1 T/L","22~23년도 동서울전력지사 가공송전 협력회사 총액공사","추락방지시설 설치공사","2023-05-02 07:00","2023-05-04 18:00","취소","취소","연속"]
[7,"남서울","동서울","동서울S/S CB 7172","동서울S/S 동서울-미금#1T/L(7172) 조작시험","2022~2023년도 동서울전력지사 변전협력회사 총액공사","2023-05-10 09:00","2023-05-10 18:00","2023-05-10 09:00","2023-05-10 18:00","연속"]
[8,"남서울","동서울","동서울S/S SVC CB","동서울S/S SVC C.Tr 2차 부싱 과열보수","2022~2023년도 동서울전력지사 변전협력회사 총액공사","2023-05-01 09:00","2023-05-02 18:00","2023-05-01 09:00","2023-05-02 18:00","연속"]
[9,"남서울","영등포","신광명S/S #3 M.Tr","2022~23년 영등포전력지사 변전협력회사 총액공사","신광명S/S 345kV #3M.Tr 보호반 교체 7271 GCB 보통점검, #3M.Tr 2차 GIS 보통점검, 3차 VCB 보통점검 병행","2023-05-22 09:00","2023-05-30 18:00","취소","취소","연속"]
[10,"남서울","영등포","신광명S/S SEC CB 70710","2022~23년 영등포전력지사 변전협력회사 총액공사","신광명 70-71 GCB 보통점검","2023-05-08 09:00","2023-05-08 18:00","2023-05-08 09:00","2023-05-08 18:00","연속"]
[11,"남서울","영등포","신광명S/S SEC CB 75760","2022~23년 영등포전력지사 변전협력회사 총액공사","신광명 75-76 GCB 보통점검","2023-05-09 09:00","2023-05-09 18:00","2023-05-09 09:00","2023-05-09 18:00","연속"]
[12,"남서울","영등포","신광명S/S #4 M.Tr","2022~23년 영등포전력지사 변전협력회사 총액공사","345kV #4M.Tr 초기점검 : 5.15~17 7300 GCB, 7372 GCB,#4M.Tr 2차 보통점검 병행","2023-05-15 09:00","2023-05-17 18:00","취소","취소","연속"]
[13,"남서울","영등포","신광명S/S CB 신7172","2022~23년 영등포전력지사 변전협력회사 총액공사","신7172 GIS 하자점검","2023-05-04 09:00","2023-05-04 18:00","2023-05-04 09:00","2023-05-04 18:00","연속"]
[14,"남서울","영등포","신광명S/S CB 신7372","2022~23년 영등포전력지사 변전협력회사 총액공사","신광명 신7372 GIS 초기점검","2023-05-12 09:00","2023-05-12 18:00","2023-05-12 09:00","2023-05-12 18:00","연속"]
[15,"남서울","영등포","신시흥신광명#2 T/L","22-23년 영등포전력지사 가공송전 협력회사 총액공사","추락방지장치 설치공사","2023-05-15 08:00","2023-06-02 18:00","2023-05-15 08:00","2023-06-02 18:00","연속"]
[16,"남서울","영등포","신광명S/S CB 신7100","2022~23년 영등포전력지사 변전협력회사 총액공사","신7100 하자점검","2023-05-11 09:00","2023-05-11 18:00","2023-05-11 09:00","2023-05-11 18:00","연속"]
[17,"남서울","영등포","신광명S/S CB 신7171","2022~23년 영등포전력지사 변전협력회사 총액공사","7171 GCB 보통점검","2023-05-02 09:00","2023-05-02 18:00","2023-05-02 09:00","2023-05-02 18:00","연속"]
[18,"남서울","영등포","신시흥신광명#1 T/L","2022~23년 영등포전력지사 변전협력회사 총액공사","7100, 7172 GCB 보통점검 - 7102 DS 구동불량으로 점검시 작업자 안전 확보를 위해 T/L 휴전 필요","2023-05-11 09:00","2023-05-12 18:00","2023-05-11 09:00","2023-05-12 18:00","연속"]
[19,"남서울","직할","신문래S/S #3 M.Tr","362kV GIS 무부하가압 시행(7372 CB)","362kV GIS 무부하가압 시행(7372 CB)","2023-05-03 10:00","2023-05-03 17:00","2023-05-03 10:00","2023-05-03 17:00","연속"]
[20,"인천","김포","신김포서인천CC T/L","추락방지시설 설치공사 (즉시가압 가능)","추락방지시설 설치공사 (즉시가압 가능)","2023-05-10 09:00","2023-05-12 18:00","2023-05-10 09:00","2023-05-12 18:00","매일"]
[21,"인천","김포","신김포신인천CC T/L","추락방지시설 설치공사 (즉시가압 가능)","추락방지시설 설치공사 (즉시가압 가능)","2023-05-01 09:00","2023-05-03 18:00","2023-05-01 09:00","2023-05-03 18:00","매일"]
[22,"인천","김포","신김포S/S CB 7671","신김포S/S 345kV 76BAY BF반 개조 (매일 18시 이후 가압가능)","신김포S/S 345kV 76BAY BF반 개조(매일 18시 이후 가압가능)","2023-05-10 09:00","2023-05-19 18:00","2023-05-10 09:00","2023-05-19 18:00","매일"]
[23,"인천","김포","신김포S/S #76 BUS","신김포S/S 345kV #3M.Tr 및 154kV 신규수용공사","362kV GIS x 1CB 증설(#3M.Tr 1차) 345kV #3M.Tr 무부하가압","2023-05-18 09:00","2023-05-19 18:00","2023-05-18 09:00","2023-05-19 18:00","연속"]
[24,"인천","부평","서인천C/C #3 M.Tr","서인천C/C 345kV #3 M.Tr 휴전작업","서인천C/C 345kV #3 M.Tr 휴전작업 서인천신부평#2T/L-#3M.Tr TIE GIS 7300 조작시험 #3 M.Tr 1차 1차GIS 7372 조작시험/2차 GIS 6344보통점검","2023-05-15 09:00","2023-05-16 18:00","2023-05-15 09:00","2023-05-16 18:00","연속"]
[25,"인천","부평","서인천C/C #70 BUS","서인천C/C 345kV #70 BUS 모선보호반 교체공사","서인천C/C 345kV #70 BUS 모선보호반 교체공사","2023-05-29 09:00","2023-06-02 18:00","취소","취소","연속"]
[26,"인천","부평","서인천C/C #4 M.Tr","서인천C/C 345kV #4 M.Tr 1,2차 GIS 휴전작업","서인천C/C 345kV #4 M.Tr 1,2차 GIS 휴전작업","2023-05-03 09:00","2023-05-04 18:00","2023-05-03 09:00","2023-05-04 18:00","연속"]
[27,"인천","부평","서인천CC신부평#2 T/L","345kV 서인천CC신부평#2 T/L 7371GIS 조작시험","345kV 서인천CC신부평#2 T/L 7371GIS 조작시험","2023-05-17 09:00","2023-05-17 18:00","2023-05-17 09:00","2023-05-17 18:00","연속"]
[28,"인천","부평","신가좌신시흥#2 T/L","추락방지시설 설치공사 (즉시가압 가능)","추락방지시설 설치공사 (즉시가압 가능)","2023-05-15 08:00","2023-05-18 18:00","취소","취소","매일"]
[29,"인천","부평","신경서인천CC#2 T/L","2023년 부평전력지사 362kV GIS 정밀점검 및 DC회로 점검","- 신경서인천CC#2 T/L 7372 GIS 정밀점검 - 7300, 7372 GIS DC회로 점검","2023-05-08 09:00","2023-05-11 18:00","2023-05-08 09:00","2023-05-11 18:00","연속"]
[30,"인천","부평","신경서포스코CC#1 T/L","2023년 부평전력지사 362kV GIS 정밀점검","신경서S/S 345kV 신경서-포스코SY#1T/L GIS 정밀점검","2023-05-01 09:00","2023-05-04 18:00","2023-05-01 09:00","2023-05-04 18:00","연속"]
[31,"인천","부평","신경서S/S CB 7500","신경서포스코SY#2T/L-#3 M.Tr 1차T/L 7500GIS 휴전","신경서S/S 345kV 신경서포스코SY#2T/L-#3 M.Tr 1차T/L 7500 TIE GIS 보통점검","2023-05-12 09:00","2023-05-12 18:00","2023-05-12 09:00","2023-05-12 18:00","연속"]
[32,"인천","부평","신인천C/C CB 7871","신인천C/C 신경서-신인천C/C T/L 7871 GIS 보통점검","신인천C/C 신경서-신인천C/C T/L 7871 GIS 보통점검","2023-05-27 09:00","2023-05-27 18:00","2023-05-27 09:00","2023-05-27 18:00","연속"]
[33,"인천","부평","신인천C/C CB 7500","신인천C/C 3MT101 TIE GIS 7500 GIS 보통점검","신인천C/C 3MT101 TIE GIS 7500 GIS 보통점검","2023-05-20 09:00","2023-05-20 18:00","2023-05-20 09:00","2023-05-20 18:00","연속"]
[34,"인천","부평","신인천C/C CB 7572","신인천C/C 345kV 3MT101 7572 GIS 보통점검","신인천C/C 345kV 3MT101 7572 GIS 보통점검","2023-05-17 09:00","2023-05-17 18:00","2023-05-17 09:00","2023-05-17 18:00","연속"]
[35,"인천","부평","가정인천CC#1 T/L","인천C/C 345kV 가정-인천CC#1T/L 휴전작업","신경서인천CC#2-가정인천CC#1T/L TIE 7400 보통점검 가정-인천CC#1T/L GIS 7472 보통점검","2023-05-06 09:00","2023-05-06 18:00","2023-05-06 09:00","2023-05-06 18:00","연속"]
[36,"인천","시흥","신시흥영흥TP#4 T/L","345kV 영흥T/L 추락방지장치 설치공사","송전철탑 추락방지장치 설치 - 대상 : 4회선 구간 / No.22~26(5기),56~83(27기) 2회선 구간 / No.130~154","2023-05-13 07:00","2023-05-14 18:00","취소","취소","연속"]
[37,"인천","시흥","신시흥신광명#2 T/L","추락방지시설 설치공사 (즉시가압 가능)","추락방지시설 설치공사 (즉시가압 가능)","2023-05-15 08:00","2023-05-18 18:00","취소","취소","매일"]
[38,"인천","시흥","신시흥#1S/S #2 M.Tr","신시흥S/S #2M.Tr 2차 GIS 하자점검","신시흥S/S #2M.Tr 2차 GIS 하자점검","2023-05-03 09:00","2023-05-03 18:00","2023-05-03 09:00","2023-05-03 18:00","연속"]
[39,"인천","시흥","신시흥#1S/S #1 M.Tr","신시흥S/S 345kV #1M.Tr 1,2차 GIS 보통점검 등","신시흥S/S 345kV #1M.Tr 1,2차 GIS 보통점검, 부싱유 채유 및 3차 VCB 조작시험","2023-05-04 09:00","2023-05-04 18:00","2023-05-04 09:00","2023-05-04 18:00","연속"]
[40,"인천","시흥","신시흥영흥TP#3 T/L","345kV 영흥T/L 추락방지장치 설치공사","송전철탑 추락방지장치 설치 - 대상 : 4회선 구간 / No.22~26(5기),56~83(27기) 2회선 구간 / No.130~154","2023-05-11 07:00","2023-05-12 18:00","취소","취소","연속"]
[41,"인천","시흥","신시흥영흥TP#1 T/L","345kV 영흥T/L 추락방지장치 설치공사","송전철탑 추락방지장치 설치 - 대상 : 4회선 구간 / No.22~26(5기),56~83(27기)","2023-05-11 07:00","2023-05-12 18:00","취소","취소","연속"]
[42,"인천","시흥","신시흥영흥TP#2 T/L","345kV 영흥T/L 추락방지장치 설치공사","송전철탑 추락방지장치 설치 - 대상 : 4회선 구간 / No.22~26(5기),56~83(27기) 2회선 구간 / No.130~154","2023-05-13 07:00","2023-05-14 18:00","취소","취소","연속"]
[43,"인천","시흥","영흥T/P CB 7300","영흥T/P 7300 GIS 보통점검","영흥T/P 7300 GIS 보통점검","2023-05-04 09:00","2023-05-04 18:00","2023-05-04 09:00","2023-05-04 18:00","연속"]
[44,"인천","시흥","영흥T/P CB 7100","영흥T/P 7100 GIS 보통점검","영흥T/P 7100 GIS 보통점검","2023-05-03 09:00","2023-05-03 18:00","2023-05-03 09:00","2023-05-03 18:00","연속"]
[45,"인천","시흥","영흥T/P CB 7172","영흥T/P 7172 GIS 보통점검","영흥T/P 7172 GIS 보통점검","2023-05-03 09:00","2023-05-03 18:00","2023-05-03 09:00","2023-05-03 18:00","연속"]
[46,"인천","직할","갈산S/S #2 Sh.R CB","갈산S/S 7600,7672 GIS 하자점검","갈산S/S 7600,7672 GIS 하자점검(제작사 입회)","2023-05-03 09:30","2023-05-03 18:00","2023-05-03 09:30","2023-05-03 18:00","연속"]
[47,"인천","직할","서인천CC신부평#1 T/L","신부평S/S 362kV 7100,7171GIS 정밀점검공사","신부평S/S 362kV 7100,7171GIS 정밀점검공사","2023-05-29 09:30","2023-06-04 18:00","2023-05-29 09:30","2023-06-04 18:00","연속"]
[48,"인천","김포","신김포서인천CC T/L","신김포S/S #3 M.Tr 무부하가압","신김포S/S #3 M.Tr 무부하가압","2023-05-18 09:00","2023-05-19 18:00","2023-05-18 09:00","2023-05-19 18:00","연속"]
[49,"경기북부","고양","신덕은S/S #2 M.Tr","170kV GIS 유압부 보수","170kV GIS 유압부 보수","2023-05-04 09:00","2023-05-04 18:00","2023-05-04 09:00","2023-05-04 18:00","연속"]
[50,"경기북부","고양","신김포신파주#1 T/L","2023년 가공송전 순시점검 위탁공사","정밀점검","2023-05-22 07:30","2023-05-27 18:00","2023-05-22 07:30","2023-05-27 18:00","연속"]
[51,"경기북부","고양","신파주양주#1 T/L","22~23년 가공송전협력회사 총액공사","추락방지장치 설치","2023-05-30 07:00","2023-06-08 18:00","2023-05-30 07:00","2023-06-08 18:00","연속"]
[52,"경기북부","고양","신김포신파주#2 T/L","22~23년 가공송전협력회사 총액공사","추락방지장치 설치","2023-05-30 07:00","2023-06-08 18:00","2023-05-30 07:00","2023-06-08 18:00","연속"]
[53,"경기북부","고양","신파주신덕은#2 T/L","22-23년 고양전력지사 변전협력회사 총액공사","신파주S/S 신파주-신덕은#2T/L 7571 GIS 보통점검","2023-05-10 09:30","2023-05-10 18:00","2023-05-10 09:30","2023-05-10 18:00","연속"]
[54,"경기북부","고양","신파주양주#2 T/L","2023년 가공송전 순시점검 위탁공사","정밀점검","2023-05-22 07:30","2023-05-27 18:00","2023-05-22 07:30","2023-05-27 18:00","연속"]
[55,"경기북부","고양","신파주S/S SVC CB","신파주S/S SVC 냉각설비 개선공사","SVC 냉각설비 Trip 로직 변경 및 센서 이중화","2023-05-15 09:00","2023-05-19 18:00","취소","취소","연속"]
[56,"경기북부","구리","미금S/S CB 7471","2022~23 구리전력 변전협력 총액공사","미금S/S 동서울-미금#2T/L GIS 조작시험 7471","2023-05-01 15:30","2023-05-01 18:00","2023-05-03 15:30","2023-05-03 18:00","연속"]
[57,"경기북부","구리","미금S/S CB 7571","2022~23 구리전력 변전협력 총액공사","미금S/S 신의정부미금#2T/L GIS 조작시험 7571","2023-05-02 09:00","2023-05-02 12:00","2023-05-02 09:00","2023-05-02 12:00","연속"]
[58,"경기북부","구리","미금S/S CB 7500","2022~23 구리전력 변전협력 총액공사","신의정부미금#2T/L-미금성동#3T/L GIS 조작시험 7500","2023-05-02 13:00","2023-05-02 15:30","2023-05-02 13:00","2023-05-02 15:30","연속"]
[59,"경기북부","구리","미금S/S CB 7572","2022~23 구리전력 변전협력 총액공사","미금S/S 미금-성동#3T/L GIS 조작시험 7572","2023-05-02 15:30","2023-05-02 18:00","2023-05-02 15:30","2023-05-02 18:00","연속"]
[60,"경기북부","구리","미금S/S CB 7400","2022~23 구리전력 변전협력 총액공사","미금S/S 동서울미금#2T/L-TIE GIS 조작시험 7400","2023-05-04 09:00","2023-05-04 12:00","2023-05-04 09:00","2023-05-04 12:00","연속"]
[61,"경기북부","구리","미금S/S CB 7671","2022~23 구리전력 변전협력 총액공사","미금S/S 신의정부미금#1T/L GIS 조작시험 7671","2023-05-04 13:00","2023-05-04 15:30","2023-05-04 13:00","2023-05-04 15:30","연속"]
[62,"경기북부","구리","미금S/S CB 7271","2022~23 구리전력 변전협력 총액공사","미금S/S 미금-성동#2T/L GIS 조작시험 7271","2023-05-01 09:00","2023-05-01 12:00","2023-05-03 09:00","2023-05-03 12:00","연속"]
[63,"경기북부","구리","미금S/S CB 7200","2022~23 구리전력 변전협력 총액공사","미금-성동#2T/L-#3,4Sh.R GIS 조작시험 7200","2023-05-01 13:00","2023-05-01 15:30","2023-05-03 13:00","2023-05-03 15:30","연속"]
[64,"경기북부","구리","신가평S/S CB 7271","2022~23 구리전력 변전협력 총액공사","신가평S/S #1 M.Tr 2차 7271 GIS 보통점검 7271","2023-05-30 09:00","2023-05-30 18:00","2023-05-30 09:00","2023-05-30 18:00","연속"]
[65,"경기북부","구리","신가평S/S CB 7200","2022~23 구리전력 변전협력 총액공사","신가평S/S #1M.Tr 2차-TIE GIS 보통점검 7200","2023-05-31 09:00","2023-05-31 18:00","2023-05-31 09:00","2023-05-31 18:00","연속"]
[66,"경기북부","구리","신가평미금#1 T/L","765kV 신안성-신가평 등 12개T/L 철탑추락방지시설 설치공사","신가평-미금T/L 추락방지시설 설치 : 93기","2023-05-08 07:00","2023-05-22 18:00","2023-05-08 07:00","2023-05-22 18:00","연속"]
[67,"경기북부","구리","신포천S/S CB 7200","2022~23 구리전력 변전협력 총액공사","신포천S/S 신포천포천LNGCC#2T/L-#2M.TrGIS 조작시험 7200","2023-05-09 09:00","2023-05-09 12:00","2023-05-09 09:00","2023-05-09 12:00","연속"]
[68,"경기북부","구리","신포천S/S CB 7372","2022~23 구리전력 변전협력 총액공사","신포천S/S #1Sh.R 1차 GIS 조작시험 7372","2023-05-08 15:30","2023-05-08 18:00","2023-05-08 15:30","2023-05-08 18:00","연속"]
[69,"경기북부","구리","신포천S/S CB 7672","2022~23 구리전력 변전협력 총액공사","신포천S/S #4M.Tr 1차 GIS 조작시험 7672","2023-05-09 15:30","2023-05-09 18:00","2023-05-09 15:30","2023-05-09 18:00","연속"]
[70,"경기북부","구리","신포천S/S CB 7272","2022~23 구리전력 변전협력 총액공사","신포천S/S #2M.Tr 1차 GIS 조작시험 7272","2023-05-09 13:00","2023-05-09 15:30","2023-05-09 13:00","2023-05-09 15:30","연속"]
[71,"경기북부","구리","신포천S/S CB 7300","2022~23 구리전력 변전협력 총액공사","신포천S/S 신포천-포천CC#1T/L-#1Sh.R 1차 GIS 조작시험 7300","2023-05-08 13:00","2023-05-08 15:30","2023-05-08 13:00","2023-05-08 15:30","연속"]
[72,"경기북부","구리","신포천S/S CB 7371","2022~23 구리전력 변전협력 총액공사","신포천S/S 신포천-포천CC#1T/L GIS 조작시험 7371","2023-05-08 09:00","2023-05-08 12:00","2023-05-08 09:00","2023-05-08 12:00","연속"]
[73,"경기북부","직할","신덕은동두천CC#2 T/L","경기북부지역 전기공급시설 전력구공사(동두천-양주)","개착식 전력구 4,126m 쉴드TBM 1,215m 세미쉴드 243m 추진관압입 61m","2023-05-17 09:00","2023-05-18 18:00","2023-05-17 09:00","2023-05-18 18:00","연속"]
[74,"경기북부","직할","신포천동두천CC#2 T/L","경기북부지역 전기공급시설 전력구공사(동두천-양주)","개착식 전력구 4,126m 쉴드TBM 1,215m 세미쉴드 243m 추진관압입 61m","2023-05-11 09:00","2023-05-12 18:00","2023-05-11 09:00","2023-05-12 18:00","연속"]
[75,"경기북부","직할","신포천동두천CC#1 T/L","경기북부지역 전기공급시설 전력구공사(동두천-양주)","개착식 전력구 4,126m 쉴드TBM 1,215m 세미쉴드 243m 추진관압입 61m","2023-05-15 09:00","2023-05-16 18:00","2023-05-15 09:00","2023-05-16 18:00","연속"]
[76,"경기북부","직할","신의정부S/S CB 7372","22-23년도 직할 변전협력회사 총액공사","신의정부S/S 7372 조작시험","2023-05-22 09:00","2023-05-22 18:00","2023-05-22 09:00","2023-05-22 18:00","연속"]
[77,"경기북부","직할","신의정부S/S CB 7600","22-23년도 직할 변전협력회사 총액공사","신의정부SS 7600 GIS 조작시험","2023-05-04 09:00","2023-05-04 18:00","2023-05-04 09:00","2023-05-04 18:00","연속"]
[78,"경기북부","직할","신의정부S/S CB 7671","22-23년도 직할 변전협력회사 총액공사","신의정부SS 7671 GIS 보통점검","2023-05-03 09:00","2023-05-03 18:00","2023-05-03 09:00","2023-05-03 18:00","연속"]
[79,"경기북부","직할","신의정부S/S #4 M.Tr","22-23년 변전협력회사 총액공사","부싱 절연유 채유","2023-05-02 09:00","2023-05-02 18:00","2023-05-02 09:00","2023-05-02 18:00","연속"]
[80,"경기북부","직할","신의정부S/S #1 Sh.R CB","22-23년도 직할 변전협력회사 총액공사","신의정부S/S 7400, 7472 보통점검, 7479 조작시험","2023-05-10 09:00","2023-05-12 18:00","취소","취소","연속"]
[81,"경기북부","직할","신의정부S/S #2 Sh.R CB","22-23년도 직할 변전협력회사 총액공사","신의정부S/S #2Sh.R 보통점검 및 물청소 시행","2023-05-23 09:00","2023-05-24 18:00","취소","취소","연속"]
[82,"경기북부","직할","신의정부S/S CB 7472","22-23년도 직할 변전협력회사 총액공사","신의정부S/S 7400, 7472 보통점검, 7479 조작시험","2023-05-10 09:00","2023-05-12 18:00","2023-05-10 09:00","2023-05-12 18:00","연속"]
[83,"경기북부","직할","신가평신의정부#1 T/L","345kV 신의정부-미금 등 19개 T/L 철탑추락방지시설 설치공사","ㅇ 철탑추락방지시설 설치 - 대상 : 345kV 신가평-신의정부T/L No.102~134,136,138","2023-05-23 07:00","2023-06-09 18:00","2023-05-23 07:00","2023-06-09 18:00","연속"]
[84,"경기북부","직할","신의정부S/S CB 7400","22-23년도 직할 변전협력회사 총액공사","신의정부S/S 7400, 7472 보통점검, 7479 조작시험","2023-05-10 09:00","2023-05-12 18:00","2023-05-10 09:00","2023-05-12 18:00","연속"]
[85,"경기북부","직할","양주S/S #2 M.Tr","양주 HVDC 용 25,8kV SIS 설치공사","- 345KV #2M.Tr 및 3차 CB 휴전 - HVDC용 #2S.Tr SIS 증설","2023-05-02 09:00","2023-05-05 18:00","2023-05-01 09:00","2023-05-05 18:00","연속"]
[86,"경기북부","직할","양주S/S CB 7272","22-23년도 직할 변전협력회사 총액공사","양주S/S 362kV GIS 7272 보통점검, 전자변 교체","2023-05-08 09:00","2023-05-09 18:00","2023-05-08 09:00","2023-05-09 18:00","연속"]
[87,"경기","군포","서서울S/S #3 M.Tr","서서울S/S #3M.Tr 본체 하자점검 및 1차 GIS 조작시험 등","서서울S/S #3M.Tr 본체 하자점검 / 7600,7672 GIS 조작시험 / 6344 GIS 보통점검 / 1차 PT 보통점검 / 3차 PT 대체","2023-05-25 09:00","2023-05-26 18:00","2023-05-25 09:00","2023-05-26 18:00","연속"]
[88,"경기","군포","서서울S/S #1 M.Tr","서서울S/S #1M.Tr 본체 및 1,2차 GIS 보통점검 등","서서울S/S #1M.Tr 본체 보통점검 / 7300, 7372 GIS 보통점검 / 6144 GIS 보통점검 / 1,2,3차 LA 보통점검 / 1차 PT 보통점검 / 3차 PT 대체","2023-05-18 09:00","2023-05-19 18:00","2023-05-18 09:00","2023-05-19 18:00","연속"]
[89,"경기","군포","서서울S/S #2 M.Tr","서서울S/S #2M.Tr 7500,7572 GIS 조작시험 등","서서울S/S #2M.Tr 7500,7572 GIS 조작시험 / 6244 GIS 보통점검 / 3차 PT 대체","2023-05-17 09:00","2023-05-17 18:00","2023-05-17 09:00","2023-05-17 18:00","연속"]
[90,"경기","군포","신안산S/S #4 M.Tr","신안산S/S #4M.Tr FAN용 보조계전기 교체","신안산S/S #4M.Tr FAN용 보조계전기 교체","2023-05-10 14:00","2023-05-12 18:00","2023-05-10 14:00","2023-05-12 18:00","연속"]
[91,"경기","군포","신안산S/S #3 M.Tr","신안산S/S #3M.Tr 2차 GIS 보통점검 및 보조계전기 교체","신안산S/S #3M.Tr 2차 GIS 보통점검 및 FAN용 보조계전기 교체","2023-05-08 09:00","2023-05-10 14:00","2023-05-08 09:00","2023-05-10 14:00","연속"]
[92,"경기","군포","신안산S/S #1 M.Tr","신안산S/S #1M.Tr 2차 GIS 보통점검 및 보조계전기 교체","신안산S/S #1M.Tr 2차 GIS 보통점검 및 FAN용 보조계전기 교체","2023-05-02 09:00","2023-05-04 18:00","2023-05-02 09:00","2023-05-04 18:00","연속"]
[93,"경기","동부","곤지암S/S SK하이닉스#2T/L CB","곤지암S/S 345kV 차단기 설치공사","사용전 검사","2023-05-08 14:00","2023-05-09 11:00","2023-05-08 09:00","2023-05-08 14:00","연속"]
[94,"경기","동부","곤지암S/S SK하이닉스#1T/L CB","곤지암S/S 345kV 차단기 설치공사","사용전 검사","2023-05-08 09:00","2023-05-08 14:00","2023-05-08 14:00","2023-05-09 11:00","연속"]
[95,"경기","동부","곤지암S/S CB 7500","곤지암S/S 345kV 차단기 설치공사","사용전 검사","2023-05-08 09:00","2023-05-08 14:00","2023-05-08 14:00","2023-05-09 11:00","연속"]
[96,"경기","동부","곤지암S/S CB 7600","곤지암S/S 345kV 차단기 설치공사","사용전검사","2023-05-08 14:00","2023-05-09 11:00","2023-05-08 09:00","2023-05-08 14:00","연속"]
[97,"경기","성남","신성남S/S #6 M.Tr","23년 성남전력 362kV GIS 정밀점검공사","- 7800 GIS 정밀점검 - 변압기보호반 대체(대한중전기)","2023-05-08 09:00","2023-05-12 18:00","2023-05-08 09:00","2023-05-12 18:00","연속"]
[98,"경기","성남","신성남S/S #5 M.Tr","23년 성남전력 170, 362kV GIS 보통점검공사","- 7600, 7672 GIS 보통점검 - 2차 GIS 조작시험(대한중전기)","2023-05-23 09:00","2023-05-24 18:00","2023-05-23 09:00","2023-05-24 18:00","연속"]
[99,"경기","성남","신성남S/S #4 M.Tr","23년 성남전력 170, 362kV GIS 보통점검공사","- 7500, 7572 GIS 보통점검 - 2차 GIS 조작시험(대한중전기)","2023-05-31 09:00","2023-06-01 18:00","2023-05-31 09:00","2023-06-01 18:00","연속"]
[100,"경기","성남","신성남S/S #2 M.Tr","23년 성남전력 170, 362kV GIS 보통점검공사","- 7200, 7272 GIS 보통점검 - #1S.Tr 하자점검(대한중전기)","2023-05-02 09:00","2023-05-03 18:00","2023-05-02 09:00","2023-05-03 18:00","연속"]
[101,"경기","성남","신수원S/S #75 BUS","LS제 362kV GIS 설비개선공사","- 제작사 EDS Unit 교체","2023-05-08 09:00","2023-05-10 09:00","2023-05-08 09:00","2023-05-10 09:00","연속"]
[102,"경기","성남","신수원S/S #70 BUS","LS제 362kV GIS 설비개선공사","- 제작사 EDS Unit 교체","2023-05-02 09:00","2023-05-04 18:00","2023-05-02 09:00","2023-05-04 18:00","연속"]
[103,"경기","성남","신안성신성남#1 T/L","용인동백지구 지장이설","지지물 교체 : 3기 전력선교체 : 1.387km(ACSR 480㎟*4B)","2023-05-20 07:00","2023-05-27 18:00","2023-05-20 07:00","2023-05-27 18:00","연속"]
[104,"경기","성남","신안성신성남#2 T/L","용인동백지구 지장이설","지지물 교체 : 3기 전력선교체 : 1.387km(ACSR 480㎟*4B)","2023-05-28 07:00","2023-06-04 18:00","2023-05-28 07:00","2023-06-04 18:00","연속"]
[105,"경기","성남","신용인동서울#2 T/L","용인동백지구 지장이설","지지물 교체 : 3기 전력선교체 : 1.387km(ACSR 480㎟*4B)","2023-05-28 07:00","2023-06-04 18:00","2023-05-28 07:00","2023-06-04 18:00","연속"]
[106,"경기","성남","신용인동서울#1 T/L","용인동백지구 지장이설","지지물 교체 : 3기 전력선교체 : 1.387km(ACSR 480㎟*4B)","2023-05-20 07:00","2023-05-27 18:00","2023-05-20 07:00","2023-05-27 18:00","연속"]
[107,"경기","직할","화성신평택CC#2 T/L","22-23 경기본부 직할 변전협력회사 총액공사","화성S/S 7200, 7272 GIS 보통점검(화성-신평택CC#2T/L)","2023-05-04 09:00","2023-05-04 18:00","2023-05-04 09:00","2023-05-04 18:00","연속"]
[108,"경기","직할","화성신평택CC#1 T/L","22-23 경기본부 직할 변전협력회사 총액공사","화성S/S 7100, 7172 GIS 보통점검","2023-05-02 09:00","2023-05-02 18:00","2023-05-02 09:00","2023-05-02 18:00","연속"]
[109,"경기","직할","화성S/S #2 M.Tr","화성S/S 345kV GIS 용량대체공사","73Bay, #70BUS GIS 대체 안전이격거리 확보","2023-05-28 11:00","2023-05-28 14:00","2023-05-28 11:00","2023-05-28 14:00","연속"]
[110,"경기","직할","아산화성#1 T/L","화성S/S 345kV GIS 용량대체공사","345kV 아산화성 #1T/L Bay 환원(72 → 73 Bay) 7271 CB → 7371 CB GIS 이동","2023-05-02 08:00","2023-06-20 18:00","2023-05-02 08:00","2023-06-20 18:00","연속"]
[111,"경기","평택","서안성S/S CB 7172","서안성S/S 7172CB 유압조작기 보수","서안성S/S 7172CB 유압조작기 보수","2023-05-18 09:00","2023-05-18 14:00","2023-05-18 09:00","2023-05-18 14:00","연속"]
[112,"경기","평택","서안성S/S CB 7200","서안성S/S 7200CB 유압조작기 보수","서안성S/S 7200CB 유압조작기 보수","2023-05-18 14:00","2023-05-18 18:00","2023-05-18 14:00","2023-05-18 18:00","연속"]
[113,"경기","평택","서안성신진천#1 T/L","345kV 고덕2S/S 건설공사","345kV 고덕2-서안성T/L 무부하가압","2023-05-23 09:00","2023-05-24 18:00","2023-05-23 09:00","2023-05-24 18:00","연속"]
[114,"경기","평택","서안성S/S CB 7671","345kV 고덕2S/S 건설공사","345kV 고덕2-서안성T/L 계통시험 및 무부하가압","2023-05-15 09:00","2023-05-26 18:00","2023-05-15 09:00","2023-05-26 18:00","연속"]
[115,"경기","평택","서안성S/S CB 7600","345kV 고덕2S/S 건설공사","345kV 고덕2-서안성T/L 계통시험 및 무부하가압","2023-05-15 09:00","2023-05-26 18:00","2023-05-15 09:00","2023-05-26 18:00","연속"]
[116,"경기","평택","서안성S/S #2 BUS","345kV 고덕2S/S 건설공사","345kV 고덕2-서안성T/L 무부하가압","2023-05-23 10:00","2023-05-23 12:00","2023-05-23 10:00","2023-05-23 12:00","연속"]
[117,"경기","평택","서안성S/S #1 BUS","345kV 고덕2S/S 건설공사","345kV 고덕2-서안성T/L 무부하가압","2023-05-23 13:00","2023-05-24 18:00","2023-05-23 13:00","2023-05-24 18:00","연속"]
[118,"경기","평택","고덕#2S/S #3 M.Tr","345kV 고덕2S/S 건설공사","345kV 고덕2-서안성T/L 무부하가압","2023-05-23 09:00","2023-05-24 18:00","2023-05-23 09:00","2023-05-24 18:00","연속"]
[119,"경기","평택","고덕#2S/S #2 BUS","345kV 고덕2S/S 건설공사","345kV 고덕2-서안성T/L 무부하가압","2023-05-23 09:00","2023-05-23 12:00","2023-05-23 09:00","2023-05-23 12:00","연속"]
[120,"경기","평택","고덕#2S/S #1 BUS","345kV 고덕2S/S 건설공사","345kV 고덕2-서안성T/L 무부하가압","2023-05-23 13:00","2023-05-24 18:00","2023-05-23 13:00","2023-05-24 18:00","연속"]
[121,"경기","평택","고덕#2S/S #3 M.Tr","154kV 고덕-평택#2T/L 인출변경","154kV 고덕-평택#2T/L 인출변경","2023-05-16 09:00","2023-05-17 18:00","2023-05-16 09:00","2023-05-17 18:00","연속"]
[122,"강원","강릉","신양양S/S #3 M.Tr","2023년 362kV GIS 정밀점검","362kV GIS 정밀점검 - (15~19일) 7400 GIS 정밀점검 - (22~26일) 7472 GIS 정밀점검","2023-05-15 09:00","2023-05-26 18:00","2023-05-15 09:00","2023-05-26 18:00","연속"]
[123,"강원","강릉","신양양S/S CB 7400","2023년 362kV GIS 정밀점검","362kV GIS 정밀점검(7400)","2023-05-15 09:00","2023-05-19 18:00","취소","취소","연속"]
[124,"강원","강릉","신양양S/S CB 7472","2023년 362kV GIS 정밀점검","362kV GIS 정밀점검(7472)","2023-05-22 09:00","2023-05-26 18:00","취소","취소","연속"]
[125,"강원","강릉","신양양S/S #1 BUS","2023년 362kV GIS 정밀점검 무부하가압","362kV GIS 정밀점검(7400) 무부하가압","2023-05-19 13:00","2023-05-19 15:00","2023-05-19 13:00","2023-05-19 15:00","연속"]
[126,"강원","강릉","신양양S/S #2 BUS","2023년 362kV GIS 정밀점검 무부하가압","362kV GIS 정밀점검(7472) 무부하가압","2023-05-26 13:00","2023-05-26 15:00","2023-05-26 13:00","2023-05-26 15:00","연속"]
[127,"강원","강릉","안인개폐소신양양 T/L","2022~2023년 가공송전협력회사 총액공사","○ 압축인류클램프 보수(No.14), 점퍼웨이트 댐퍼 설치(No.164)","2023-05-22 07:00","2023-05-25 18:00","2023-05-22 07:00","2023-05-25 18:00","매일"]
[128,"강원","강릉","안인개폐소양양PP T/L","2022~2023년 가공송전협력회사 총액공사","○ 압축인류클램프 보수(No.25, 106), 점퍼웨이트 댐퍼 설치(No.164)","2023-05-26 07:00","2023-05-31 18:00","2023-05-26 07:00","2023-05-31 18:00","매일"]
[129,"강원","동해","동해S/S STATCOM CB","23년 STATCOM 정기점검","23년 STATCOM 정기점검","2023-05-08 09:00","2023-05-26 18:00","2023-05-08 09:00","2023-05-26 18:00","연속"]
[130,"강원","동해","동해북평TP#1 T/L","발전소 연계차단 임시 SPS 설치","발전소 연계차단 임시 SPS 설치","2023-05-10 09:00","2023-05-12 18:00","취소","취소","연속"]
[131,"충북","충주","신제천신충주#2 T/L","345kV 신제천-신충주 등 6개 T/L 송전피뢰기 설치공사","345kV 신제천-신충주 #2T/L No.1~96 송전피뢰기 설치공사","2023-05-01 07:00","2023-05-12 18:00","취소","취소","매일"]
[132,"충북","충주","신제천신영주#2 T/L","345kV 신제천-신영주T/L OPGW 낙뢰소손 관련 교체공사","#2T/L 5~12호 OPGW 120㎟ 3.057km 1드럼 교체, 항공구 31개 교체","2023-05-15 07:00","2023-05-17 18:00","취소","취소","연속"]
[133,"충북","직할","신진천S/S #3 M.Tr","22-23년 충북직할 변전협력회사 총액공사","신진천변전소 345kV #3M.Tr 보통점검","2023-05-15 09:00","2023-05-19 18:00","2023-05-15 09:00","2023-05-19 18:00","연속"]
[134,"충북","청주","남청주S/S #1 M.Tr","남청주S/S 154kV 장기사용 GIS 대체공사 (1차)","65-66 BUS SEC GIS 교체 (안전이격확보)","2023-05-17 09:00","2023-05-19 18:00","2023-05-17 09:00","2023-05-19 18:00","연속"]
[135,"충북","직할","신진천S/S #1 M.Tr","22-23년 충북직할 변전협력회사 총액공사","신진천변전소 #1M.Tr 1,2차 LA 및 1차 PT 보통점검","2023-05-22 09:00","2023-05-23 18:00","2023-05-22 09:00","2023-05-23 18:00","연속"]
[136,"충북","직할","신진천S/S #2 M.Tr","22-23년 충북직할 변전 협력회사 총액공사","신진천변전소 #2M.Tr 1차 PT 보통점검","2023-05-24 09:00","2023-05-25 18:00","2023-05-25 09:00","2023-05-26 18:00","연속"]
[137,"충북","청주","남청주S/S #1 M.Tr","남청주S/S 154kV 장기사용 GIS 대체공사 (1차)","65-66 BUS SEC GIS 교체 (안전이격확보)","2023-05-24 09:00","2023-05-25 18:00","2023-05-24 09:00","2023-05-25 18:00","연속"]
[138,"충북","충주","신충주S/S STATCOM CB","2023년 신충주S/S 345kV STATCOM 보통점검공사","신충주S/S 345kV STATCOM 보통점검","2023-05-26 08:00","2023-06-22 18:00","2023-05-27 08:00","2023-06-22 18:00","연속"]
[139,"충북","직할","신진천S/S #4 M.Tr","22-23년 충북직할 변전협력회사 총액공사","신진천변전소 345kV #4M.Tr 1차 PT 보통점검","2023-05-29 09:00","2023-05-30 18:00","2023-05-29 09:00","2023-05-30 18:00","연속"]
[140,"충북","청주","남청주S/S #1 M.Tr","남청주S/S 154kV 장기사용 GIS 대체공사 (2차)","60-61 BUS SEC GIS 교체 (안전이격확보)","2023-05-29 09:00","2023-05-30 18:00","2023-05-29 09:00","2023-05-30 18:00","연속"]
[141,"대전세종충남","대전","신계룡S/S #2 M.Tr","신계룡S/S #2M.Tr 1,2차 LA 초기점검","신계룡S/S #2M.Tr 1,2차 LA 초기점검","2023-05-02 09:00","2023-05-02 18:00","2023-05-02 09:00","2023-05-02 18:00","연속"]
[142,"대전세종충남","대전","신옥천신계룡 T/L","[송전] 345kV신옥천-청양등 2개TL추락방지설치공사","[송전] 345kV 신옥천-신계룡TL 추락방지 설치공사","2023-05-15 08:00","2023-05-18 18:00","2023-05-15 08:00","2023-05-18 18:00","매일"]
[143,"대전세종충남","대전","신계룡청양 T/L","[송전]345kV신옥천-청양등 2개TL추락방지설치공사","[송전] 345kV 신계룡-청양TL 추락방지 설치공사","2023-05-19 08:00","2023-05-24 18:00","2023-05-19 08:00","2023-05-24 18:00","매일"]
[144,"대전세종충남","서산","북당진S/S CB 7800","23년 서산P/O 345kV GIS 보통점검공사","북당진S/S 345kV 4-1호기 1차 TIE 7800 GIS 보통점검","2023-05-25 09:00","2023-05-25 18:00","2023-05-25 09:00","2023-05-25 18:00","연속"]
[145,"대전세종충남","서산","북당진S/S CB 7772","23년 서산P/O 345kV GIS 보통점검공사","북당진S/S 345kV 4-2호기 1차 7772 GIS 보통점검","2023-05-23 09:00","2023-05-23 18:00","2023-05-23 09:00","2023-05-23 18:00","연속"]
[146,"대전세종충남","서산","북당진S/S CB 7700","23년 서산P/O 345kV GIS 보통점검공사","북당진S/S 345kV 4-2호기 1차 TIE 7700 GIS 보통점검","2023-05-18 09:00","2023-05-18 18:00","2023-05-18 09:00","2023-05-18 18:00","연속"]
[147,"대전세종충남","서산","북당진S/S CB 7500","23년 서산P/O 345kV GIS 보통점검공사","북당진S/S 345kV 2호기 1차 TIE 7500 GIS 보통점검","2023-05-16 09:00","2023-05-16 18:00","2023-05-16 09:00","2023-05-16 18:00","연속"]
[148,"대전세종충남","서산","북당진S/S CB 7200","23년 서산P/O 345kV GIS 보통점검공사","북당진S/S 345kV 3호기 1차 TIE 7200 GIS 보통점검","2023-05-11 09:00","2023-05-11 18:00","2023-05-11 09:00","2023-05-11 18:00","연속"]
[149,"대전세종충남","서산","북당진S/S CB 7172","23년 서산P/O 345kV GIS 보통점검공사","북당진S/S 345kV 개폐소-현대제철T/L 7172 GIS 보통점검","2023-05-09 09:00","2023-05-09 18:00","2023-05-09 09:00","2023-05-09 18:00","연속"]
[150,"대전세종충남","서산","북당진S/S CB 7171","23년 서산P/O 345kV GIS 보통점검공사","북당진S/S 345kV 개폐소-북당진T/L 7171 GIS 보통점검","2023-05-04 09:00","2023-05-04 18:00","2023-05-04 09:00","2023-05-04 18:00","연속"]
[151,"대전세종충남","서산","북당진S/S CB 7100","23년 서산P/O 345kV GIS 보통점검공사","북당진S/S 345kV 개폐소-현대제철 TIE 7100 CB 보통점검","2023-05-02 09:00","2023-05-02 18:00","2023-05-02 09:00","2023-05-02 18:00","연속"]
[152,"대전세종충남","서산","북당진S/S CB 7872","23년 서산P/O 345kV GIS 보통점검공사","북당진S/S 345kV 4-1호기 1차 7872 GIS 보통점검","2023-05-30 09:00","2023-05-30 18:00","2023-05-30 09:00","2023-05-30 18:00","연속"]
[153,"대전세종충남","서산","신당진S/S #3 M.Tr","효성제 170kV 차단기 베어링 교체공사","신당진S/S #3M.Tr 2차 CB 베어링 교체공사","2023-05-08 09:00","2023-05-08 18:00","2023-05-08 09:00","2023-05-08 18:00","연속"]
[154,"대전세종충남","서산","신서산S/S #1 BUS","23년 서산P/O 장기사용 노후 보호반 대체공사","(765kV #1BUS 휴전불가 시) 신서산S/S 345kV #1BUS 보호반 대체","2023-05-08 09:00","2023-05-12 18:00","2023-05-08 09:00","2023-05-12 18:00","연속"]
[155,"대전세종충남","서산","신서산S/S #2 BUS","23년 서산P/O 장기사용 노후 보호반 대체공사","(765kV #2BUS 휴전불가 시) 신서산S/S 345kV #2BUS 보호반 대체","2023-05-15 09:00","2023-05-19 18:00","2023-05-15 09:00","2023-05-19 18:00","연속"]
[156,"대전세종충남","서산","태안T/P #2 Tie-Tr","23년 서산P/O 변전협력회사 총액공사","태안화력S/Y 345kV #2M.Tr, 1,2,3차 GIS, 1,2차 LA 보통점검","2023-05-08 09:00","2023-05-11 18:00","2023-05-08 09:00","2023-05-11 18:00","연속"]
[157,"대전세종충남","세종","세종S/S #2 M.Tr","[변전]2023년 세종P/O 변전협력회사 총액공사","세종S/S 345kV #2M.Tr 누유보수","2023-05-08 10:00","2023-05-08 18:00","2023-05-08 10:00","2023-05-08 18:00","연속"]
[158,"대전세종충남","천안","신온양S/S CB 7571","신온양S/S 345kV 7571 CB 개폐타임 측정","신온양S/S 345kV 7571 CB 개폐타임 측정","2023-05-18 09:00","2023-05-18 18:00","2023-05-18 09:00","2023-05-18 18:00","연속"]
[159,"대전세종충남","천안","청양신탕정#1 T/L","345kV 아산-화성 등 15개T/L 추락방지장치 설치공사","345kV 청양-신탕정 #1T/L 수평 추락방지장치 설치 ※ 주말작업 없음","2023-05-22 08:00","2023-05-30 18:00","취소","취소","매일"]
[160,"대전세종충남","천안","청양신탕정#2 T/L","´22~23년 천안전력지사 송전협력회사 총액공사","- 345kV 청양-신탕정 #2T/L 피뢰기 설치(우기 대비 긴급 시행) - 345kV 청양-신탕정 #2T/L 이도 조정 - 345kV 청양-신탕정 #2T/L 추락방지장치 설치 ※ 주말작업 없음","2023-05-08 08:00","2023-05-19 18:00","취소","취소","매일"]
[161,"대전세종충남","천안","신탕정S/S CB 7500","신탕정S/S 7500, 7571 GIS 보통점검","신탕정S/S 7500, 7571 GIS 보통점검","2023-05-09 14:00","2023-05-09 18:00","2023-05-09 14:00","2023-05-09 18:00","연속"]
[162,"대전세종충남","천안","신탕정S/S CB 7571","신탕정S/S 7500, 7571 GIS 보통점검","신탕정S/S 7500, 7571 GIS 보통점검","2023-05-09 09:00","2023-05-09 14:00","2023-05-09 09:00","2023-05-09 14:00","연속"]
[163,"대전세종충남","천안","아산S/S CB 7471","아산S/S 345kV 7272, 7471 CB 개폐타임 측정","아산S/S 345kV 7272, 7471 CB 개폐타임 측정","2023-05-17 09:00","2023-05-17 18:00","2023-05-17 09:00","2023-05-17 18:00","연속"]
[164,"대전세종충남","천안","아산S/S CB 7272","아산S/S 345kV 7272, 7471 CB 개폐타임 측정","아산S/S 345kV 7272, 7471 CB 개폐타임 측정","2023-05-17 09:00","2023-05-17 18:00","2023-05-17 09:00","2023-05-17 18:00","연속"]
[165,"대전세종충남","천안","아산S/S CB 7371","아산S/S 345kV 7100, 7371 CB 개폐타임 측정","아산S/S 345kV 7100, 7371 CB 개폐타임 측정","2023-05-16 09:00","2023-05-16 18:00","2023-05-16 09:00","2023-05-16 18:00","연속"]
[166,"대전세종충남","천안","신서산아산#2 T/L","23년 가공송전 순시점검 위탁공사","345kV 신서산-아산T/L No.73~123(50기) 정밀점검 154kV 아산-합덕T/L No.13~53(41기)(병가) 정밀점검 [주말작업 없음]","2023-05-29 09:00","2023-06-12 18:00","2023-05-29 09:00","2023-06-12 18:00","매일"]
[167,"대전세종충남","천안","아산S/S CB 7100","아산S/S 345kV 7100, 7371 CB 개폐타임 측정","아산S/S 345kV 7100, 7371 CB 개폐타임 측정","2023-05-16 09:00","2023-05-16 18:00","2023-05-16 09:00","2023-05-16 18:00","연속"]
[168,"대전세종충남","청양","보령T/P CB 7272","청양P/O 362kV GIS 보통점검공사","362kV GIS 보통점검공사","2023-05-10 09:00","2023-05-10 18:00","2023-05-10 09:00","2023-05-10 18:00","연속"]
[169,"대전세종충남","청양","보령TP보령CC#1 T/L","청양P/O 변전협력회사 총액공사","CVT 보통점검(A,B,C) [청양P/O 362kV GIS 보통점검공사] 345kV 7200CB 보통점검","2023-05-10 09:00","2023-05-10 18:00","2023-05-10 09:00","2023-05-10 18:00","연속"]
[170,"대전세종충남","청양","보령T/P CB 7171","청양P/O 362kV GIS 보통점검공사","362kV GIS 보통점검공사","2023-05-09 09:00","2023-05-09 18:00","2023-05-09 09:00","2023-05-09 18:00","연속"]
[171,"대전세종충남","청양","신옥천청양 T/L","[송전] 345kV 신옥천-청양등 2개TL추락방지 설치공사","[송전] 345kV 신옥천-청양T/L 추락방지장치 설치공사","2023-05-25 08:00","2023-06-07 18:00","2023-05-25 08:00","2023-06-07 18:00","매일"]
[172,"대전세종충남","청양","청양S/S #1 M.Tr","청양P/O 변전협력회사 총액공사","- M.Tr 보통점검 - 7671, 7600 차단기 부동작예방 조작시험 - 3차측 VCB 대체(4179,4189,4179-1) - 4176, 4186,4176-1 DS 보통점검 - AC/DC 분전반 대체 [청양전력지사 170kV GIS 정밀점검 및 보통점검 공사] 6144 보통점검","2023-05-02 08:00","2023-05-04 18:00","2023-05-02 08:00","2023-05-04 18:00","연속"]
[173,"대전세종충남","청양","청양S/S CB 7300","청양P/O 362kV GIS 정밀점검공사","362kV GIS 정밀점검","2023-05-08 08:00","2023-05-12 18:00","2023-05-08 08:00","2023-05-12 18:00","연속"]
[174,"대전세종충남","청양","청양S/S CB 7571","청양P/O 362kV GIS 정밀점검공사","(청양-신탕정#2T/L 취소시) 362kV GIS 정밀점검","2023-05-15 08:00","2023-05-19 18:00","2023-05-15 08:00","2023-05-19 18:00","연속"]
[175,"대전세종충남","청양","청양S/S CB 7200","청양P/O 362kV GIS 보통점검공사","362kV GIS 보통점검공사","2023-05-23 08:00","2023-05-23 18:00","2023-05-23 08:00","2023-05-23 18:00","연속"]
[176,"대전세종충남","청양","청양S/S CB 7272","청양P/O 362kV GIS 보통점검공사","362kV GIS 보통점검공사","2023-05-24 08:00","2023-05-24 18:00","2023-05-24 08:00","2023-05-24 18:00","연속"]
[177,"전북","군산","군산S/S #2 M.Tr","군산P/O OLTC 정밀점검공사","군산P/O OLTC 정밀점검공사","2023-05-08 09:00","2023-05-10 18:00","2023-05-08 09:00","2023-05-10 18:00","연속"]
[178,"전북","군산","군산S/S #3 M.Tr","군산P/O 부싱유 채유 공사","군산P/O 부싱유 채유 공사","2023-05-02 09:00","2023-05-04 18:00","2023-05-02 09:00","2023-05-04 18:00","연속"]
[179,"전북","군산","새만금S/S #3 M.Tr","군산P/O 주변압기 점검공사","군산P/O 주변압기 점검공사","2023-05-24 09:00","2023-05-25 18:00","2023-05-24 09:00","2023-05-25 18:00","연속"]
[180,"전북","군산","새만금S/S #2 M.Tr","군산P/O 주변압기 점검공사","군산P/O 주변압기 점검공사","2023-05-22 09:00","2023-05-23 18:00","2023-05-22 09:00","2023-05-23 18:00","연속"]
[181,"전북","김제","군산신김제#1 T/L","관내S/S 345kV GIS 보통점검","관내S/S 345kV GIS 보통점검","2023-05-15 09:00","2023-05-15 18:00","취소","취소","연속"]
[182,"전북","김제","군산신김제#2 T/L","관내S/S 345kV GIS 보통점검","관내S/S 345kV GIS 보통점검","2023-05-16 09:00","2023-05-16 18:00","취소","취소","연속"]
[183,"전북","직할","신남원S/S CB 7371","23년 전북직할 변전협력 총액공사","362kV GIS 보통점검(단일차단기)","2023-05-22 09:00","2023-05-23 18:00","2023-05-22 09:00","2023-05-23 18:00","연속"]
[184,"전북","직할","신남원S/S CB 7100","23년 전북직할 변전협력 총액공사","362kV GIS 보통점검(단일차단기)","2023-05-24 09:00","2023-05-25 18:00","2023-05-24 09:00","2023-05-25 18:00","연속"]
[185,"광주전남","강진","신강진S/S #4 M.Tr","2022~23년도 강진전력지사 변전협력회사 총액공사","2022~23년도 강진전력지사 변전협력회사 총액공사 신강진S/S #4M.Tr 누유조치","2023-05-08 10:00","2023-05-08 18:00","2023-05-08 10:00","2023-05-08 18:00","연속"]
[186,"광주전남","광주","신남원신광주#1 T/L","2023년 가공송전선로 순시점검 위탁공사","345kV 신남원-신광주#1T/L No.116~신광주S/S 정밀점검","2023-05-08 07:00","2023-05-12 18:00","취소","취소","매일"]
[187,"광주전남","광주","신광주S/S CB 7672","23년 광주전력지사 변전협력회사 총액공사","- 345kV M.Tr 보통점검 - 362kV GIS 조작시험(7600,7672) - #3M.Tr 3차 차단기 교체(3차 Main, #1,2Sh.R, S.Tr) - 3차측 DS 점검","2023-05-15 09:00","2023-05-18 18:00","2023-05-15 09:00","2023-05-18 18:00","연속"]
[188,"광주전남","광주","신광주S/S CB 7600","23년 광주전력지사 변전협력회사 총액공사","- 345kV M.Tr 보통점검 - 362kV GIS 조작시험(7600,7672) - #3M.Tr 3차 차단기 교체(3차 Main, #1,2Sh.R, S.Tr) - 3차측 DS 점검","2023-05-15 09:00","2023-05-18 18:00","2023-05-15 09:00","2023-05-18 18:00","연속"]
[189,"광주전남","광주","신광주S/S #1 BUS","장기사용 345kV #1BUS 모선보호반 교체","장기사용 345kV #1BUS 모선보호반 교체","2023-05-29 09:00","2023-06-01 18:00","취소","취소","연속"]
[190,"광주전남","광주","신광주신화순#2 T/L","GIS 조작시험,현수애자 점검,LA보통","-신광주:7571·7500조작,현수애자점검 -신화순:7871·7800조작시험,현수애자점검,LA보통점검","2023-05-26 09:00","2023-05-26 18:00","2023-05-26 09:00","2023-05-26 18:00","연속"]
[191,"광주전남","광주","신광주한빛NP#2 T/L","GIS 보통점검,조작시험,현수애자 점검,CVT보통","7271보통점검,7200조작시험,CVT보통점검","2023-05-24 09:00","2023-05-25 18:00","취소","취소","연속"]
[192,"광주전남","광주","신남원신광주#2 T/L","2023년 가공송전선로 순시점검 위탁공사","345kV 신남원-신광주#2T/L No.116~신광주S/S 정밀점검","2023-05-15 07:00","2023-05-19 18:00","취소","취소","매일"]
[193,"광주전남","광주","신광주S/S CB 7472","23년 광주전력지사 변전협력회사 총액공사","- 362kV GIS(7472,7400) 조작시험 - #2M.Tr 3차 차단기 교체(3차 Main)","2023-05-30 09:00","2023-05-31 18:00","2023-05-30 09:00","2023-05-31 18:00","연속"]
[194,"광주전남","광주","신광주S/S CB 7400","23년 광주전력지사 변전협력회사 총액공사","- 362kV GIS(7472,7400) 조작시험 - #2M.Tr 3차 차단기 교체(3차 Main) - 3차측 DS 점검","2023-05-30 09:00","2023-05-31 18:00","2023-05-30 09:00","2023-05-31 18:00","연속"]
[195,"광주전남","광주","신광주신화순#1 T/L","조작시험,현수애자 점검,LA 점검","-신광주:7671조작,현수애자점검,LA초기 -신화순:7771조작,현수애자점검,LA보통","2023-05-09 09:00","2023-05-10 18:00","2023-05-09 09:00","2023-05-10 18:00","연속"]
[196,"광주전남","광주","신남원신광주#2 T/L","조작시험,현수애자 점검,CVT 교체","7371·7300조작시험,현수애자점검.CVT교체","2023-05-11 09:00","2023-05-12 18:00","취소","취소","연속"]
[197,"광주전남","광주","신화순S/S #1 M.Tr","1차 7972 조작시험, 1·2·3차 LA보통점검","1차 7972 조작시험, 1·2·3차 LA보통점검","2023-05-31 09:00","2023-05-31 18:00","2023-05-31 09:00","2023-05-31 18:00","연속"]
[198,"광주전남","광주","신화순신강진#1 T/L","GIS조작시험,현수애자 점검,CVT 보통점검","7971·7900 조작시험,현수애자점검,CVT보통점검","2023-05-30 09:00","2023-05-30 18:00","2023-05-30 09:00","2023-05-30 18:00","연속"]
[199,"광주전남","광주","신광주신화순#1 T/L","조작시험,현수애자 점검,LA 보통점검","7A71·7A00조작시험,현수애자점검,LA보통점검","2023-05-29 09:00","2023-05-29 18:00","취소","취소","연속"]
[200,"광주전남","순천","광양율촌CC T/L","345kV 광양-여수TP T/L 일부구간 지중화 공사","345kV 광양-여수TP 일부 지중화 관련 C/T 설치공사","2023-05-29 08:00","2023-06-02 18:00","2023-05-29 08:00","2023-06-02 18:00","연속"]
[201,"광주전남","순천","광양여수TP T/L","345kV 광양-여수TP T/L 일부구간 지중화 공사","345kV 광양-여수TP 일부 지중화 관련 C/T 설치공사","2023-05-22 09:00","2023-05-26 18:00","2023-05-22 09:00","2023-05-26 18:00","연속"]
[202,"광주전남","순천","여수T/P #3 Tie-Tr","'22-23년 순천전력지사 변전협력회사 총액공사","여수화력 #3M.Tr 러버백, 96G 교체 및 점검창 설치","2023-05-08 09:00","2023-05-12 18:00","2023-05-08 09:00","2023-05-12 18:00","연속"]
[203,"대구","칠곡","서대구S/S #2 M.Tr","서대구S/S 345kV 주변압기측 현대화공사","PHC 파일 시공(안전확보)","2023-05-01 09:00","2023-05-05 18:00","2023-05-01 09:00","2023-05-05 18:00","연속"]
[204,"대구","달성","서대구고령#2 T/L","345kV 북경남-서대구 등 24개 T/L 추락방지장치 설치공사","345kV 서대구-고령T/L 수평 추락방지장치 설치공사(154kV 서대구-남구미T/L 병가선로)(안전확보)","2023-05-08 07:00","2023-05-17 18:00","2023-05-08 07:00","2023-05-17 18:00","연속"]
[205,"대구","칠곡","서대구S/S #3 M.Tr","서대구S/S 345kV 주변압기측 현대화공사","PHC 파일 시공(안전확보)","2023-05-08 09:00","2023-05-12 18:00","2023-05-08 09:00","2023-05-12 18:00","연속"]
[206,"대구","경산","신경산S/S #2 M.Tr","'23년 경산P/O GIS 정밀점검 및 보통점검 공사","GIS 보통점검 및 효성제 170kV GIS 고장예방 대책 시행(베어링 교체)","2023-05-15 09:00","2023-05-16 18:00","2023-05-15 09:00","2023-05-16 18:00","연속"]
[207,"대구","칠곡","서대구S/S #1 M.Tr","서대구S/S 345kV 주변압기측 현대화공사","PHC 파일 시공(안전확보)","2023-05-15 09:00","2023-05-19 18:00","2023-05-15 09:00","2023-05-19 18:00","연속"]
[208,"대구","경산","신경산S/S #3 M.Tr","'23년 경산P/O GIS 정밀점검 및 보통점검 공사","GIS 보통점검 및 효성제 170kV GIS 고장예방 대책 시행(베어링 교체)","2023-05-17 09:00","2023-05-18 18:00","2023-05-17 09:00","2023-05-18 18:00","연속"]
[209,"대구","달성","서대구고령#1 T/L","345kV 북경남-서대구 등 24개 T/L 추락방지장치 설치공사","345kV 서대구-고령T/L 수평 추락방지장치 설치공사(154kV 서대구-남구미T/L 병가선로)(안전확보)","2023-05-18 07:00","2023-05-26 18:00","2023-05-18 07:00","2023-05-26 18:00","연속"]
[210,"대구","칠곡","서대구S/S #4 M.Tr","서대구S/S 345kV 주변압기측 현대화공사","PHC 파일 시공(안전확보)","2023-05-22 09:00","2023-05-26 18:00","2023-05-22 09:00","2023-05-26 18:00","연속"]
[211,"대구","경산","신경산대구#2 T/L","2022~23년 대구직할 가공송전 협력회사 총액공사","154kV 경산-자인#1T/L 폴리머 점퍼지지애자 설치공사 안전확보","2023-05-24 07:30","2023-05-25 17:00","2023-05-25 07:30","2023-05-26 17:00","연속"]
[212,"대구","경산","신경산S/S #1 M.Tr","22~23년 경산PO 변전협력회사 총액공사","- 7000, 7072 장기미동작 차단기 조작시험 - 1,2차 LA 초기점검 - 6144 GIS 보통점검 - 부싱절연유 채유(5EA)","2023-05-26 09:30","2023-05-26 18:00","2023-05-26 09:30","2023-05-26 18:00","연속"]
[213,"대구","칠곡","신포항북대구 T/L","345kV 신포항-북대구T/L 지장송전선로 이설공사","44.2~45호 및 47~48호 전력선 설치 기설 44.2~48호 전력선 철거","2023-05-29 07:30","2023-06-13 18:00","2023-05-29 07:30","2023-06-13 18:00","연속"]
[214,"대구","경산","신경산S/S #4 M.Tr","'23년 경산P/O GIS 정밀점검 및 보통점검 공사","GIS 보통점검","2023-05-30 09:00","2023-05-31 18:00","2023-05-30 09:00","2023-05-31 18:00","연속"]
[215,"경북","구미","선산S/S #70 BUS","선산S/S 345kV 장기사용 GIS 용량교체공사","71Bay 측 #70BUS 교체 및 #2M.Tr Bay(7171) GIS 철거","2023-05-02 09:00","2023-05-18 09:00","2023-05-02 09:00","2023-05-18 09:00","연속"]
[217,"경북","구미","서대구선산#1 T/L","선산S/S 345kV 장기사용 GIS 용량교체공사","71Bay 측 #70BUS 교체관련 안전거리 확보","2023-05-02 09:00","2023-05-05 18:00","2023-05-02 09:00","2023-05-05 18:00","연속"]
[222,"경북","구미","서대구선산#2 T/L","선산S/S 345kV 장기사용 GIS 용량교체공사","71Bay GIS 교체","2023-05-06 09:00","2023-07-18 18:00","2023-05-06 09:00","2023-07-18 18:00","연속"]
[219,"경북","구미","북대구선산 T/L","선산S/S 345kV 장기사용 GIS 용량교체공사","#70BUS 교체관련 무부하가압","2023-05-17 09:00","2023-05-18 09:00","2023-05-17 09:00","2023-05-18 09:00","연속"]
[216,"경북","구미","선산S/S #75 BUS","선산S/S 345kV 장기사용 GIS 용량교체공사","71Bay 측 #75BUS 교체 및 #2M.Tr Bay(7100, 7172) GIS 철거","2023-05-18 09:00","2023-06-02 09:00","2023-05-18 09:00","2023-06-02 09:00","연속"]
[218,"경북","구미","선산S/S #1 M.Tr","선산S/S 345kV 장기사용 GIS 용량교체공사","71Bay #75BUS GIB 철거관련 안전거리 확보","2023-05-18 09:00","2023-05-23 09:00","2023-05-18 09:00","2023-05-23 09:00","연속"]
[221,"경북","구미","선산S/S #2 M.Tr","선산S/S 345kV 장기사용 GIS 용량교체공사","71Bay GIS 교체","2023-05-18 09:00","2023-07-18 18:00","2023-05-18 09:00","2023-07-18 18:00","연속"]
[220,"경북","구미","북대구선산 T/L","선산S/S 345kV 장기사용 GIS 용량교체공사","#75BUS 교체관련 무부하가압","2023-06-01 09:00","2023-06-02 09:00","2023-06-01 09:00","2023-06-02 09:00","연속"]
[223,"부산울산","동부산","고리N/P SEC CB 71720","고리NP S/Y 71-72-0 GIS 보통점검","고리NP S/Y 71-72-0 GIS 보통점검","2023-05-18 09:30","2023-05-18 17:00","2023-05-18 09:30","2023-05-18 17:00","연속"]
[224,"부산울산","동부산","고리N/P SEC CB 76770","고리NP S/Y 76-77-0 GIS 보통점검","고리NP S/Y 76-77-0 GIS 보통점검","2023-05-19 09:30","2023-05-19 17:00","2023-05-19 09:30","2023-05-19 17:00","연속"]
[225,"부산울산","동부산","신고리고리NP#4 T/L","345kV 신고리-고리#4T/L 신고리C/H 가대 재설치","신고리C/H 가대 재설치","2023-05-29 09:00","2023-06-09 18:00","2023-05-29 09:00","2023-06-09 18:00","연속"]
[226,"부산울산","동부산","신양산신대연#1 T/L","154kV 추락방지장치(수평) 및 피뢰기 설치공사","피뢰기 설치(154kV 시랑-좌동#2T/L) 관련 안전이격확보","2023-05-29 08:00","2023-05-29 18:00","2023-05-29 08:00","2023-05-29 18:00","연속"]
[227,"부산울산","동부산","신양산S/S #2 BUS","신양산S/S 345kV 용량부족 차단기 교체공사 2차 사전작업","신양산 345kV 용량부족 차단기 교체공사 2차 사전작업 - 74BAY 교체를 위한 7452DS 설치","2023-05-08 09:00","2023-05-12 18:00","2023-05-08 09:00","2023-05-12 18:00","연속"]
[228,"부산울산","동부산","신양산고리NP#1 T/L","765kV 북경남-신고리 등 7개T/L 추락방지설치 및 송전정비공사","수평추락방지 장치 설치 : 63기","2023-05-22 07:00","2023-05-29 18:00","취소","취소","연속"]
[229,"부산울산","동부산","신양산북부산#1 T/L","신양산S/S 345kV 용량부족 차단기 교체공사 2차","신양산 345kV 용량부족 차단기 교체공사 2차 - 74BAY GIS 교체(7471,7400)","2023-05-15 09:00","2023-10-06 18:00","2023-05-15 09:00","2023-10-06 18:00","연속"]
[230,"부산울산","북부산","북부산신울산#1 T/L","2022-2023년 북부산전력지사 가공송전 협력회사 총액공사","○ SB댐퍼 교체 북부산-신울산T/L 99호","2023-05-09 08:00","2023-05-09 18:00","2023-05-09 08:00","2023-05-09 18:00","연속"]
[231,"부산울산","북부산","북부산S/S #1 M.Tr","22-23년 북부산전력지사 변전총액공사","북부산S/S 345kV #1M.Tr 2차 GIS 보통점검","2023-05-12 09:00","2023-05-12 18:00","2023-05-12 09:00","2023-05-12 18:00","연속"]
[232,"부산울산","북부산","북부산S/S #3 M.Tr","22-23년 북부산전력지사 변전총액공사","북부산S/S 345kV #3M.Tr 1차 GIS 조작, 2차 GIS 보통점검","2023-05-10 09:00","2023-05-10 18:00","2023-05-10 09:00","2023-05-10 18:00","연속"]
[233,"부산울산","북부산","북부산신울산#2 T/L","22-23년 북부산전력지사 변전총액공사","북부산S/S 345kV 북부산-신울산TP #2T/L 보통점검 -7271, 7200 GIS 보통점검","2023-05-08 09:00","2023-05-08 18:00","2023-05-08 09:00","2023-05-08 18:00","연속"]
[234,"부산울산","북부산","북부산울산TP#1 T/L","345kV 북부산-신울산 등 3개T/L 수평추락방지장치 설치공사","345kV 북부산-울산TP#1T/L 수평추락방지장치 설치 : 28~148호, 104기","2023-05-28 08:00","2023-06-03 18:00","2023-05-28 08:00","2023-06-03 18:00","연속"]
[235,"부산울산","서부산","서부산S/S #1 Sh.R CB","서부산S/S 345kV 차단기 용량부족 대체공사","○ 서부산S/S 71BAY 집중감시제어반 POINT 수용","2023-05-15 09:00","2023-06-07 18:00","취소","취소","연속"]
[236,"부산울산","서부산","서부산북부산#1 T/L","서부산S/S 345kV 차단기 용량부족 대체공사","○ 서부산S/S 71BAY 집중감시제어반 POINT 수용","2023-05-15 09:00","2023-06-07 18:00","취소","취소","연속"]
[237,"부산울산","서부산","서부산S/S CB 7172","서부산S/S 345kV 차단기 용량부족 대체공사","○ 서부산S/S 71BAY 집중감시제어반 POINT 수용","2023-05-15 09:00","2023-06-07 18:00","취소","취소","연속"]
[238,"부산울산","울산","남울산S/S #2 BUS","345kV 남울산S/S 울산GPS 신규수용공사","362kV 63kA 6,300A GIS x 3CB 설치(7472,7200,7272)","2023-05-15 09:00","2023-05-21 18:00","2023-05-15 09:00","2023-05-21 18:00","연속"]
[239,"부산울산","울산","남울산S/S #1 BUS","345kV 남울산S/S 울산GPS 신규수용공사","362kV 63kA 6,300A GIS x 3CB 설치(7472,7200,7272)","2023-05-02 09:00","2023-05-12 18:00","2023-05-02 09:00","2023-05-12 18:00","연속"]
[240,"부산울산","울산","남울산울산TP#2 T/L","345kV 남울산S/S 울산GPS 신규수용공사","362kV 63kA 6,300A GIS x 3CB 설치(7472,7200,7272)","2023-05-10 09:00","2023-05-12 18:00","2023-05-10 09:00","2023-05-12 18:00","연속"]
[241,"부산울산","울산","동울산S/S CB 7271","22~23년 변전협력회사 총액공사","GIS(7271)차단기 동작시험 - 결상회로 개선 작업","2023-05-17 09:00","2023-05-17 12:00","2023-05-17 09:00","2023-05-17 12:00","연속"]
[242,"부산울산","울산","동울산S/S CB 7200","22~23년 변전협력회사 총액공사","- GIS(7200)차단기 동작시험 - 결상회로 개선 작업","2023-05-17 12:00","2023-05-17 15:00","2023-05-17 12:00","2023-05-17 15:00","연속"]
[243,"부산울산","울산","동울산S/S CB 7272","22~23년 변전협력회사 총액공사","- GIS(7272)차단기 동작시험","2023-05-17 15:00","2023-05-17 18:00","2023-05-17 15:00","2023-05-17 18:00","연속"]
[244,"부산울산","울산","신온산신울산#1 T/L","신울산S/S 345kV 용량대체공사","- 신울산-신온산#1T/L 인출 변경(구 78BAY -> 신 76BAY)","2023-05-22 09:00","2023-07-07 18:00","2023-05-22 09:00","2023-07-07 18:00","연속"]
[245,"부산울산","울산","신울산S/S #5 M.Tr","신울산S/S 345kV 용량대체공사","- #5M.Tr 1차 인출 변경(구77BAY -> 신78BAY)","2023-05-12 09:00","2023-07-07 18:00","취소","취소","연속"]
[246,"부산울산","울산","신울산고리NP#1 T/L","신울산S/S 345kV 용량대체공사","- 345kV GIS 대체 관련 송전선로 접속지점 변경(구 75BAY → 신 74BAY) - 345kV GIS 대체 관련 보호배전반 이설 및 연동시험","2023-05-12 09:00","2023-06-09 18:00","2023-05-31 09:00","2023-06-30 18:00","연속"]
[247,"부산울산","울산","신울산S/S 임시연락 T/L CB","신울산S/S 345kV 용량대체공사","- 연락T/L 철거","2023-05-12 09:00","2023-07-07 18:00","2023-05-29 09:00","2023-06-30 18:00","연속"]
[248,"부산울산","울산","신울산고리NP#2 T/L","765kV 북경남-신고리 등 7개T/L 추락방지설치 및 송전정비공사","수평추락방지 장치 설치 : 70기","2023-05-01 07:00","2023-05-05 18:00","2023-05-01 07:00","2023-05-05 18:00","연속"]
[249,"경남","직할","신김해S/S CB 7172","신김해S/S 345kV GIS 대체","신김해S/S 345kV GIS 대체(무부하가압용)","2023-05-15 09:00","2023-05-16 09:00","취소","취소","연속"]
[250,"경남","직할","신김해S/S #2 BUS","신김해S/S 345kV GIS 대체","신김해S/S 345kV GIS 대체","2023-05-02 09:00","2023-05-16 09:00","취소","취소","연속"]
[251,"경남","직할","신김해창원#2 T/L","신김해S/S 신김해-창원#2T/L 7272,7200 조작시험","신김해S/S 신김해-창원#2T/L 7272,7200 조작시험 (병행1):LA 보통점검 (병행2): 양단 세니온 보호계전기(87,21) 업데이트 및 연동시험","2023-05-31 09:00","2023-05-31 18:00","2023-05-31 09:00","2023-05-31 18:00","연속"]
[252,"경남","직할","신김해창원#1 T/L","신김해S/S 신김해-창원#1T/L 7172,7100 보통점검","신김해S/S 신김해-창원#1T/L 7172,7100 보통점검 (병행1):PT,LA 보통점검 (병행2):7172 전자변 교체(I Type) (병행3): 양단 세니온 보호계전기(87,21) 업데이트 및 연동시험","2023-05-30 09:00","2023-05-30 18:00","2023-05-30 09:00","2023-05-30 18:00","연속"]
[253,"경남","직할","신김해S/S CB 7271","신김해S/S 345kV GIS 대체","신김해S/S 345kV GIS 대체(무부하가압용)","2023-05-16 09:00","2023-05-17 09:00","취소","취소","연속"]
[254,"경남","직할","신김해S/S #1 BUS","신김해S/S 345kV GIS 대체","신김해S/S 345kV GIS 대체","2023-05-16 09:00","2023-05-17 09:00","취소","취소","연속"]
[255,"경남","직할","신김해S/S #2 M.Tr","신김해S/S 345kV GIS 대체","신김해S/S 345kV GIS 대체","2023-05-17 09:00","2023-05-25 18:00","취소","취소","연속"]
[256,"경남","직할","신김해S/S CB 7471","신김해S/S 345kV GIS 대체","신김해S/S 345kV GIS 대체","2023-05-17 09:00","2023-05-25 18:00","취소","취소","연속"]
[257,"경남","직할","창원S/S #3 M.Tr","창원S/S 345kV #3M.Tr 1,2차 CB 보통점검","창원S/S 345kV #3M.Tr 1,2차 CB 보통점검(7372,6344)","2023-05-23 09:00","2023-05-23 18:00","2023-05-23 09:00","2023-05-23 18:00","연속"]
[258,"경남","직할","창원삼천포TP#1 T/L","345kV 창원-신고성T/L 추락방지장치 설치공사","345kV 창원-신고성T/L 추락방지장치 설치공사","2023-05-22 08:00","2023-06-11 18:00","2023-05-22 08:00","2023-06-11 18:00","매일"]
[259,"경남","진주","의령신마산#2 T/L","의령S/S 345kV 의령신마산#2T/L LA 초기점검","의령S/S 345kV 의령신마산#2T/L LA 초기점검","2023-05-12 09:00","2023-05-12 18:00","2023-05-12 09:00","2023-05-12 18:00","연속"]
[260,"경남","진주","의령신마산#1 T/L","의령S/S 345kV 7900,7971 GIS 보통점검","의령S/S 345kV 7900,7971 GIS 보통점검","2023-05-10 09:00","2023-05-11 18:00","2023-05-10 09:00","2023-05-11 18:00","연속"]
[261,"경남","진주","의령산청양수#1 T/L","345lkV 의령-하동화력 등 2개T/L 추락방지장치 설치공사","1.작업내용 - 345kV 의령-산청양수#1T/L측 수직,수평 추락방지장치 설치 2.작업구간 - 추락방지장치 : No.1~130 (345kV 의령-하동화력 T/L과 병가 구간 No.112~129)","2023-05-15 07:00","2023-05-30 18:00","2023-05-15 07:00","2023-05-30 18:00","매일"]
[262,"경남","진주","의령산청양수#2 T/L","345lkV 의령-하동화력 등 2개T/L 추락방지장치 설치공사","1. 작업내용 - 345kV 의령-산청양수#2T/L측 수직,수평 추락방지장치 설치 2. 작업구간 - 추락방지장치 : No.1~130 (345kV 의령-하동화력 T/L과 병가 구간 No.112~129)","2023-05-31 07:00","2023-06-16 18:00","2023-05-31 07:00","2023-06-16 18:00","매일"]
[263,"경남","통영","고성하이T/P CB 7272","고성하이S/Y 345kV G2호기 GIS 7272 보통점검","고성하이S/Y 345kV G2호기 GIS 7272 보통점검","2023-05-19 09:00","2023-05-19 18:00","2023-05-19 09:00","2023-05-19 18:00","연속"]
[264,"경남","통영","고성하이T/P CB 7100","고성하이S/Y 345kV Tie GIS 7100 보통점검","고성하이S/Y 345kV Tie GIS 7100 보통점검","2023-05-17 09:00","2023-05-17 18:00","2023-05-17 09:00","2023-05-17 18:00","연속"]
[265,"경남","통영","고성하이T/P CB 7172","고성하이S/Y 345kV G1호기 GIS 7172 보통점검","고성하이S/Y 345kV G1호기 GIS 7172 보통점검","2023-05-02 09:00","2023-05-02 18:00","2023-05-02 09:00","2023-05-02 18:00","연속"]
[266,"경남","통영","고성하이T/P CB 7200","고성하이S/Y 345kV Tie GIS 7200 보통점검","고성하이S/Y 345kV Tie GIS 7200 보통점검","2023-05-18 09:00","2023-05-18 18:00","2023-05-18 09:00","2023-05-18 18:00","연속"]
[267,"경남","통영","삼천포TP고성하이TP#1 T/L","345kV 신고성-고성하이발전 T/L 초기점검","345kV 신고성-고성하이발전 T/L 초기점검","2023-05-22 08:00","2023-05-22 18:00","2023-05-22 08:00","2023-05-22 18:00","연속"]
[268,"경남","통영","삼천포TP고성하이TP#2 T/L","345kV 신고성-고성하이발전 T/L 초기점검","345kV 신고성-고성하이발전 T/L 초기점검","2023-05-23 08:00","2023-05-23 18:00","2023-05-23 08:00","2023-05-23 18:00","연속"]
[269,"경남","통영","삼천포T/P CB 7171","신고성S/S 345kV #G1호기 1차 GIS 7171 보통점검","신고성S/S 345kV #G1호기 1차 GIS 7171 보통점검","2023-05-03 09:00","2023-05-03 18:00","2023-05-03 09:00","2023-05-03 18:00","연속"]
[270,"경남","함안","신마산S/S #4 M.Tr","신마산S/S 345kV #4 M.Tr 보통점검 외","신마산S/S 345kV #4 M.Tr 보통점검 외","2023-05-29 09:30","2023-05-29 17:30","2023-05-29 09:30","2023-05-29 17:30","연속"]
[271,"경남","함안","신마산S/S #1 M.Tr","신마산S/S 345kV #1 M.Tr 보통점검 외","신마산S/S 345kV #1 M.Tr 보통점검 외","2023-05-30 09:30","2023-05-31 17:30","2023-05-30 09:30","2023-05-31 17:30","연속"]
[272,"서울",null,"성동S/S #3 M.Tr","2023년 성동P/O 170kV GIS 정밀점검","- 170kV GIS 정밀점검","2023-05-22 09:00","2023-05-24 18:00","2023-05-22 09:00","2023-05-24 18:00","연속"]
[273,"강원",null,"양양P/P #3호기 주변압기 (CB 7200, 7272)","#3호기 계획중간정비","#3호기 계획중간정비","2023-05-09 09:00","2023-05-09 18:00","2023-05-09 09:00","2023-05-09 18:00","연속"]
[274,"강원",null,"양양P/P #4호기 주변압기 (CB 7300, 7372)","#4호기 계획중간정비","#4호기 계획중간정비","2023-05-10 09:00","2023-05-10 18:00","2023-05-10 09:00","2023-05-10 18:00","연속"]
[275,"대전세종충남",null,"태안T/P #7호기 주변압기 (CB 7700, 7772)","전력케이블 접속함 성능개선 공사","전력케이블 접속함 성능개선 공사","2023-05-02 09:00","2023-05-23 09:00","2023-05-02 09:00","2023-05-23 09:00","연속"]
[276,"부산울산",null,"고리N/P #2호기 주변압기 (CB 7300, 7372)","고리2호기 제32차 계획예방정비 * 조작차단기 : CB 7300, 7372","○ 고리2호기 32차 OH 345kV 계열 점검  - 주변압기/UAT 일반점검  - 주변압기/UAT 보호계전기 정기시험 (차단기 연동시험 포함)","2023-05-04 09:00","2023-05-17 18:00","2023-05-04 09:00","2023-05-17 18:00","연속"]
[277,"부산울산",null,"고리N/P #3호기 기동변압기 (CB 7D00, 7D72)","고리 3호기 계획예방정비관련 기동변압기 #2 점검 * 조작차단기 : 7D00, 7D72","- 기동변압기 #2 점검 ","2023-05-01 10:00","2023-05-12 17:00","2023-05-01 10:00","2023-05-12 17:00","연속"]
[278,"경북",null,"한울N/P #2호기 대기보조변압기 (CB 7200, 7272)","한울2호기 제 24차 계획예방정비 * 조작차단기: 7200, 7272","비상보조변압기 일반점검","2023-05-02 14:00","2023-05-22 14:00","2023-05-02 14:00","2023-05-22 14:00","연속"]

{"sheet":"154설비","index":2,"n_rows":739,"n_cols":11,"rows_kept":739,"cut":false,"hidden":false,"merged":[[2,0,3,0],[2,1,3,1],[2,3,3,3],[2,10,3,10],[2,4,3,4],[2,5,3,5],[2,6,2,7],[2,8,2,9],[2,2,3,2]],"flags":["formulas_cached_only"]}
["2023년도 5월 휴전계획서"]
["154kV"]
["번호","1차사업소","사업소","설비명","공사명","공사개요","신청일시",null,"조정일시",null,"작업구분"]
[{"$nulls":6},"시작","종료","시작","종료"]
[1,"서울","성동","구의S/S CB 6100","구의S/S 154kV 장기사용 GIS 교체공사","○ 154kV 구의-광장#2 GIS 교체 ○ 154kV BUS TIE GIS 교체","2023-05-29 10:00","2023-06-27 18:00","취소","취소","연속"]
[2,"서울","성동","구의S/S #2 BUS","구의S/S 154kV 장기사용 GIS 교체공사","#2DS부 분리(BUS TIE, 구의-광장#2T/L)","2023-05-29 10:00","2023-06-01 15:00","취소","취소","연속"]
[3,"서울","성동","구의광장#2 T/L","구의S/S 154kV 장기사용 GIS 교체공사","○ 154kV 구의-광장#2 GIS 교체 ○ 154kV BUS TIE GIS 교체","2023-05-29 10:00","2023-06-27 18:00","취소","취소","연속"]
[4,"서울","성동","천호구의#2 T/L","구의S/S 154kV 장기사용 GIS 교체공사","#2BUS 무부하 가압(BUS TIE, 구의-광장#2T/L 철거)","2023-05-31 15:00","2023-06-01 15:00","취소","취소","연속"]
[5,"서울","성동","노원종암 T/L","2023년 성동P/O 170kV GIS 정밀점검","- 170kV GIS 정밀점검","2023-05-08 09:00","2023-05-11 18:00","2023-05-08 09:00","2023-05-11 18:00","연속"]
[6,"서울","성동","성동S/S #3 M.Tr","2023년 성동P/O 170kV GIS 정밀점검","- 170kV GIS 정밀점검","2023-05-22 09:00","2023-05-24 18:00","취소","취소","연속"]
[7,"서울","성동","마장용두 T/L","2023년 성동P/O 170kV GIS 정밀점검","- 170kV GIS 정밀점검","2023-05-30 09:00","2023-06-01 18:00","2023-05-30 09:00","2023-06-01 18:00","연속"]
[8,"서울","성동","휘경종암#2 T/L","2023년 성동P/O 변전 협력회사 총액공사","154kV GIS 보통점검","2023-05-16 10:00","2023-05-16 17:00","2023-05-16 10:00","2023-05-16 17:00","연속"]
[9,"서울","성동","휘경종암#1 T/L","2023년 성동P/O 변전 협력회사 총액공사","154kV GIS 보통점검","2023-05-15 10:00","2023-05-15 17:00","2023-05-15 10:00","2023-05-15 17:00","연속"]
[10,"서울","성동","미금화양 T/L","2023년 성동P/O 변전 협력회사 총액공사","154kV GIS 보통점검","2023-05-09 10:00","2023-05-09 17:00","2023-05-09 10:00","2023-05-09 17:00","연속"]
[11,"서울","성동","화양성수 T/L","2023년 성동P/O 변전 협력회사 총액공사","154kV GIS 보통점검","2023-05-10 10:00","2023-05-10 17:00","2023-05-10 10:00","2023-05-10 17:00","연속"]
[12,"서울","중부","은평녹번#2 T/L","23년 GIS 정밀점검","GIS 정밀점검/시험가압","2023-05-23 14:00","2023-05-23 18:00","2023-05-23 14:00","2023-05-23 18:00","연속"]
[13,"서울","중부","녹번세종로 T/L","OF케이블 절연유 채유","녹번세종로T/L OF케이블 절연유분석 시료 채취","2023-05-03 10:00","2023-05-03 16:00","2023-05-03 10:00","2023-05-03 16:00","연속"]
[14,"서울","중부","당인리S/S #66 BUS","23 중부P/O 총액공사","BUS PT 보통점검","2023-05-18 14:00","2023-05-18 18:00","2023-05-18 14:00","2023-05-18 18:00","연속"]
[15,"서울","중부","당인리S/S #61 BUS","23 중부P/O 총액공사","BUS PT 보통점검","2023-05-18 10:00","2023-05-18 14:00","2023-05-18 10:00","2023-05-18 14:00","연속"]
[16,"서울","중부","당인리S/S #60 BUS","23 중부P/O 총액공사","BUS PT 보통점검","2023-05-15 10:00","2023-05-15 14:00","2023-05-15 10:00","2023-05-15 14:00","연속"]
[17,"서울","중부","당인리S/S #65 BUS","23 중부P/O 총액공사","BUS PT 보통점검","2023-05-15 14:00","2023-05-15 18:00","2023-05-15 14:00","2023-05-15 18:00","연속"]
[18,"서울","중부","원흥상암 T/L","2023년 가공송전선로 순시점검 위탁공사","154kV 원흥-상암T/L No.0.01~2.1 철탑 정밀점검","2023-05-17 08:00","2023-05-18 18:00","2023-05-17 08:00","2023-05-18 18:00","연속"]
[19,"서울","중부","원흥수색#1 T/L","2023년 가공송전선로 순시점검 위탁공사","154kV 원흥-수색T/L No.0.01~2.1 철탑 정밀점검","2023-05-15 08:00","2023-05-16 18:00","2023-05-15 08:00","2023-05-16 18:00","연속"]
[20,"서울","중부","수색S/S #1 BUS","23 중부P/O 총액공사","단로기 점검","2023-05-02 10:00","2023-05-02 14:00","2023-05-02 10:00","2023-05-02 14:00","연속"]
[21,"서울","중부","수색S/S #2 BUS","23 중부P/O 총액공사","단로기 점검","2023-05-02 14:00","2023-05-02 18:00","2023-05-02 14:00","2023-05-02 18:00","연속"]
[22,"서울","중부","수색S/S #1 BUS","23년 GIS 정밀점검","GIS 정밀점검/시험가압","2023-05-09 14:00","2023-05-09 18:00","2023-05-09 14:00","2023-05-09 18:00","연속"]
[23,"서울","중부","용산동빙고 T/L","OF케이블 절연유 채유","용산동빙고T/L OF케이블 절연유분석 시료 채취","2023-05-23 10:00","2023-05-23 14:00","2023-05-24 10:00","2023-05-24 14:00","연속"]
[24,"서울","직할","옥인운니#1 T/L","23년 직할 변전협력회사 총액공사","154kV GIS 조작시험 T/L 보호반 대체","2023-05-08 09:00","2023-05-11 18:00","2023-05-08 09:00","2023-05-11 18:00","연속"]
[25,"서울","직할","옥인운니#2 T/L","23년 직할 변전협력회사 총액공사","154kV GIS 조작시험 T/L 보호반 대체","2023-05-15 09:00","2023-05-18 18:00","2023-05-15 09:00","2023-05-18 18:00","연속"]
[26,"서울","직할","운니원남#1 T/L","23년 직할 변전협력회사 총액공사","154kV GIS 조작시험","2023-05-12 09:00","2023-05-12 18:00","2023-05-12 09:00","2023-05-12 18:00","연속"]
[27,"서울","직할","원남미아#2 T/L","23년 직할 변전협력회사 총액공사","154kV GIS 조작시험","2023-05-02 09:00","2023-05-02 18:00","2023-05-02 09:00","2023-05-02 18:00","연속"]
[28,"서울","직할","원남미아#1 T/L","23년 직할 변전협력회사 총액공사","154kV GIS 조작시험","2023-05-04 09:00","2023-05-04 18:00","2023-05-04 09:00","2023-05-04 18:00","연속"]
[29,"서울","직할","중앙서소문 T/L","23년 직할 변전협력회사 총액공사","중앙서소문T/L 보통점검 LINE PT 보통점검","2023-05-04 09:00","2023-05-04 18:00","2023-05-04 09:00","2023-05-04 18:00","연속"]
[30,"남서울","강남","반포S/S #2 BUS","2023년 강남전력지사 170kV GIS 정밀점검공사","- 대상설비 : #2M.Tr 1차 GIS - 무부하 : #2BUS, 동빙고-반포#2T/L","2023-05-16 16:00","2023-05-16 18:00","2023-05-12 16:00","2023-05-12 18:00","연속"]
[31,"남서울","강남","동빙고반포#1 T/L","2023년 강남전력지사 170kV GIS 정밀점검공사","- 대상설비 : #1M.Tr 1차 GIS - 무부하 : #1BUS, 동빙고-반포#1T/L","2023-05-12 16:00","2023-05-12 18:00","2023-05-23 16:00","2023-05-23 18:00","연속"]
[32,"남서울","강남","반포S/S #1 BUS","2023년 강남전력지사 170kV GIS 정밀점검공사","- 대상설비 : #1M.Tr 1차 GIS - 무부하 : #1BUS, 동빙고-반포#1T/L","2023-05-12 16:00","2023-05-12 18:00","2023-05-23 16:00","2023-05-23 18:00","연속"]
[33,"남서울","강남","반포S/S CB 6100","2023년 강남전력지사 170kV GIS 정밀점검공사","- 대상설비 : #6100GIS - 무부하 : #2BUS, 동빙고-반포#2T/L","2023-05-17 09:00","2023-05-18 18:00","2023-05-17 09:00","2023-05-18 18:00","연속"]
[34,"남서울","강남","반포S/S #2 BUS","2023년 강남전력지사 170kV GIS 정밀점검공사","- 대상설비 : #6100GIS - 무부하 : #2BUS, 동빙고-반포#2T/L","2023-05-17 09:00","2023-05-18 18:00","2023-05-17 09:00","2023-05-18 18:00","연속"]
[35,"남서울","강남","동빙고반포#1 T/L","2023년 강남전력지사 170kV GIS 정밀점검공사","- 대상설비 : #3M.Tr 1차 GIS - 무부하 : #1BUS, 동빙고-반포#1T/L","2023-05-23 16:00","2023-05-23 18:00","2023-05-16 16:00","2023-05-16 18:00","연속"]
[36,"남서울","강남","반포S/S #1 BUS","2023년 강남전력지사 170kV GIS 정밀점검공사","- 대상설비 : #3M.Tr 1차 GIS - 무부하 : #1BUS, 동빙고-반포#1T/L","2023-05-23 16:00","2023-05-23 18:00","2023-05-16 16:00","2023-05-16 18:00","연속"]
[37,"남서울","강남","동빙고반포#2 T/L","2023년 강남전력지사 170kV GIS 정밀점검공사","- 대상설비 : #6100GIS - 무부하 : #2BUS, 동빙고-반포#2T/L","2023-05-18 16:00","2023-05-18 18:00","2023-05-18 16:00","2023-05-18 18:00","연속"]
[38,"남서울","강남","동빙고반포#2 T/L","2023년 강남전력지사 170kV GIS 정밀점검공사","- 대상설비 : #2M.Tr 1차 GIS - 무부하 : #2BUS, 동빙고-반포#2T/L","2023-05-16 16:00","2023-05-16 18:00","2023-05-12 16:00","2023-05-12 18:00","연속"]
[39,"남서울","강남","사당봉천#1 T/L","2023년 강남전력지사 170kV GIS 정밀점검공사","- 대상설비 : 6100, 사당-봉천#1 GIS","2023-05-02 09:00","2023-05-04 18:00","2023-05-02 09:00","2023-05-04 18:00","연속"]
[40,"남서울","강남","신양재과천#1 T/L","22-23년도 강남전력지사 변전협력회사 총액공사","-GIS 조작시험","2023-05-23 08:00","2023-05-23 18:00","2023-05-23 08:00","2023-05-23 18:00","연속"]
[41,"남서울","강남","신양재역삼#2 T/L","22-23년도 강남전력지사 변전협력회사 총액공사","-GIS 조작시험","2023-05-08 13:00","2023-05-08 17:00","2023-05-31 13:00","2023-05-31 17:00","연속"]
[42,"남서울","강남","신양재역삼#1 T/L","22-23년도 강남전력지사 변전협력회사 총액공사","-GIS 조작시험","2023-05-08 08:00","2023-05-08 13:00","2023-05-31 08:00","2023-05-31 13:00","연속"]
[43,"남서울","강남","신양재과천#2 T/L","22-23년도 강남전력지사 변전협력회사 총액공사","-GIS 조작시험","2023-05-10 08:00","2023-05-10 14:00","2023-05-10 08:00","2023-05-10 14:00","연속"]
[44,"남서울","강남","신양재역삼#3 T/L","22-23년도 강남전력지사 변전협력회사 총액공사","-GIS 조작시험","2023-05-09 08:00","2023-05-09 17:00","2023-05-10 14:00","2023-05-10 17:00","연속"]
[45,"남서울","동서울","도곡개포 T/L","154kV 개포-신양재,도곡T/L 지장이설공사","양재대로 구조개선 사업(지하차도 건설)에 따른 전력설비 이설 □ 사업구간 : 154kV 도곡-개포T/L J/B#1 ~ M/H#2 □ 주요공정 - 케이블 철거 : XLPE 2,000㎟, 1C-0.32km(기설전력구+관로) - 케이블 설치 : XLPE 2,000㎟, 1C-0.35km(신설전력구+관로) - 케이블 접속 : 2개소","2023-05-15 07:00","2023-06-03 18:00","2023-05-15 07:00","2023-06-03 18:00","연속"]
[46,"남서울","동서울","신양재개포 T/L","154kV 개포-신양재,도곡T/L 지장이설공사","양재대로 구조개선 사업(지하차도 건설)에 따른 전력설비 이설 □ 사업구간 : 154kV 신양재-개포T/L J/B#20 ~ M/H#19 □ 주요공정 - 케이블 철거 : XLPE 2,000㎟, 1C-0.32km(기설전력구+관로) - 케이블 설치 : XLPE 2,000㎟, 1C-0.35km(신설전력구+관로) - 케이블 접속 : 2개소","2023-05-02 07:00","2023-05-27 18:00","2023-05-02 07:00","2023-05-27 18:00","연속"]
[47,"남서울","동서울","동남위례#1 T/L","동남위례#1T/L 하자보수","동남위례#1T/L J/B#5 하자보수","2023-05-10 09:00","2023-05-10 18:00","2023-05-10 09:00","2023-05-10 18:00","연속"]
[48,"남서울","동서울","동남S/S #1 BUS","동서울전력지사 170kV GIS 정밀점검","동서울전력지사 170kV GIS 정밀점검 - 목적 : 가락-동남T/L 1BUS측 설비점검","2023-05-30 13:00","2023-05-31 18:00","2023-05-30 13:00","2023-05-31 18:00","연속"]
[49,"남서울","동서울","동남S/S #2 BUS","동서울전력지사 170kV GIS 정밀점검","동서울전력지사 170kV GIS 정밀점검 - 목적 : 가락-동남T/L 2BUS측 설비점검","2023-05-29 09:00","2023-05-30 13:00","2023-05-29 09:00","2023-05-30 13:00","연속"]
[50,"남서울","동서울","동남S/S #1 BUS","동서울전력지사 170kV GIS 정밀점검","동서울전력지사 170kV GIS 정밀점검 - 목적 :동남-수서T/L 1BUS 측 점검","2023-05-23 13:00","2023-05-24 18:00","2023-05-23 13:00","2023-05-24 18:00","연속"]
[51,"남서울","동서울","동남S/S #2 BUS","동서울전력지사 170kV GIS 정밀점검","동서울전력지사 170kV GIS 정밀점검 - 목적 :동남-수서T/L 2BUS 측 점검","2023-05-22 09:00","2023-05-23 13:00","2023-05-22 09:00","2023-05-23 13:00","연속"]
[52,"남서울","동서울","가락동남 T/L","가락-동남T/L 보호반 교체공사","가락-동남T/L 장기사용 보호배전반 교체 / (병행)동서울전력지사 170kV GIS 정밀점검","2023-05-25 09:00","2023-05-31 18:00","2023-05-25 09:00","2023-05-31 18:00","연속"]
[53,"남서울","동서울","동남S/S CB 6100","동서울전력지사 170kV GIS 정밀점검","동서울전력지사 170kV GIS 정밀점검 - 대상 : 동남S/S 가락-동남T/L","2023-05-29 09:00","2023-05-31 18:00","2023-05-29 09:00","2023-05-31 18:00","연속"]
[54,"남서울","동서울","동남S/S CB 6100","동서울전력지사 170kV GIS 정밀점검","동서울전력지사 170kV GIS 정밀점검 - 대상 : 동남S/S 동남-수서T/L","2023-05-22 09:00","2023-05-24 18:00","2023-05-22 09:00","2023-05-24 18:00","연속"]
[55,"남서울","동서울","동서울가락#1 T/L","동서울S/S 동서울-가락#1T/L 하자점검","2022~2023년도 동서울전력지사 변전협력회사 총액공사","2023-05-17 09:00","2023-05-17 18:00","2023-05-17 09:00","2023-05-17 18:00","연속"]
[56,"남서울","동서울","동서울서종#1 T/L","세종-포천 고속도로 건설 지장송전선로 지중화(이설)공사","전력구내 부대설비(전기 및 소방)공사","2023-05-01 09:00","2023-05-05 18:00","2023-05-01 09:00","2023-05-05 18:00","연속"]
[57,"남서울","동서울","동서울S/S CB 6100","동서울S/S 170kV 6100 BUS TIE GIS 하자점검","2022~2023년도 동서울전력지사 변전협력회사 총액공사","2023-05-22 09:00","2023-05-22 14:00","2023-05-22 09:00","2023-05-22 14:00","연속"]
[58,"남서울","동서울","동서울S/S CB 6200","동서울S/S 170kV 6200 BUS TIE GIS 하자점검","2022~2023년도 동서울전력지사 변전협력회사 총액공사","2023-05-22 14:00","2023-05-22 18:00","2023-05-22 14:00","2023-05-22 18:00","연속"]
[59,"남서울","동서울","동서울S/S SEC CB 60610","동서울S/S 170kV 60-61 BUS GIS 하자점검","2022~2023년도 동서울전력지사 변전협력회사 총액공사","2023-05-23 09:00","2023-05-23 14:00","2023-05-23 09:00","2023-05-23 14:00","연속"]
[60,"남서울","동서울","동서울서종#2 T/L","세종-포천 고속도로 건설 지장송전선로 지중화(이설)공사","전력구내 부대설비(전기 및 소방)공사","2023-05-08 09:00","2023-05-12 18:00","2023-05-08 09:00","2023-05-12 18:00","연속"]
[61,"남서울","동서울","동서울가락#2 T/L","동서울S/S 동서울-가락#2T/L 하자점검","2022~2023년도 동서울전력지사 변전협력회사 총액공사","2023-05-18 09:00","2023-05-18 18:00","2023-05-18 09:00","2023-05-18 18:00","연속"]
[62,"남서울","동서울","동서울S/S SEC CB 66670","동서울S/S 170kV 66-67 BUS GIS 하자점검","2022~2023년도 동서울전력지사 변전협력회사 총액공사","2023-05-24 14:00","2023-05-24 18:00","2023-05-24 14:00","2023-05-24 18:00","연속"]
[63,"남서울","동서울","동서울S/S SEC CB 61620","동서울S/S 170kV 61-62 BUS GIS 하자점검","2022~2023년도 동서울전력지사 변전협력회사 총액공사","2023-05-24 09:00","2023-05-24 14:00","2023-05-24 09:00","2023-05-24 14:00","연속"]
[64,"남서울","동서울","동서울S/S SEC CB 65660","동서울S/S 170kV 65-66 BUS GIS 하자점검","2022~2023년도 동서울전력지사 변전협력회사 총액공사","2023-05-23 14:00","2023-05-23 18:00","2023-05-23 14:00","2023-05-23 18:00","연속"]
[65,"남서울","동서울","상일S/S CB 6100","154kV 강일S/S GIS 및 EGIS 설치공사","- 170kV 강일-상일#1, 강일-상일#2T/L용 GIS(2CCT) 설치 - 기타 부대공사 1식","2023-05-13 15:00","2023-05-14 15:00","2023-05-13 15:00","2023-05-14 15:00","연속"]
[66,"남서울","동서울","상일S/S #2 BUS","154kV 강일S/S 건설관련 GIS 설치공사","- 154kV GIS 2CCT 설치 - 기타 부대공사 1식","2023-05-15 09:00","2023-05-21 15:00","2023-05-15 09:00","2023-05-21 15:00","연속"]
[67,"남서울","동서울","상일S/S CB 6100","154kV 강일S/S GIS 및 EGIS 설치공사","- 170kV 강일-상일#1, 강일-상일#2T/L용 GIS(2CCT) 설치 - 기타 부대공사 1식","2023-05-20 15:00","2023-05-21 15:00","2023-05-20 15:00","2023-05-21 15:00","연속"]
[68,"남서울","동서울","상일S/S #1 BUS","154kV 강일S/S 건설관련 GIS 설치공사","- 154kV GIS 2CCT 설치 - 기타 부대공사 1식","2023-05-08 09:00","2023-05-14 15:00","2023-05-08 09:00","2023-05-14 15:00","연속"]
[69,"남서울","동서울","송파잠실#3 T/L","송파S/S 송파-잠실#3T/L GIS 보통점검","2022~2023년도 동서울전력지사 변전협력회사 총액공사","2023-05-18 09:00","2023-05-18 14:00","2023-05-18 09:00","2023-05-18 14:00","연속"]
[70,"남서울","동서울","송파잠실#2 T/L","송파S/S 송파-잠실#2T/L GIS 보통점검","2022~2023년도 동서울전력지사 변전협력회사 총액공사","2023-05-17 14:00","2023-05-17 18:00","2023-05-17 14:00","2023-05-17 18:00","연속"]
[71,"남서울","동서울","산성수서#1 T/L","동서울P/O 170kV GIS 정밀점검","동서울P/O 170kV GIS 정밀점검 - 대상 : 수서S/S BUS-TIE GIS 1DS측 무부하가압용","2023-05-03 17:00","2023-05-03 18:00","2023-05-03 17:00","2023-05-03 18:00","연속"]
[72,"남서울","동서울","수서S/S CB 6100","동서울전력지사 170kV GIS 정밀점검","동서울전력지사 170kV GIS 정밀점검 - 대상 : 동남-수서T/L","2023-05-18 09:00","2023-05-20 18:00","2023-05-18 09:00","2023-05-20 18:00","연속"]
[73,"남서울","동서울","동남수서 T/L","동서울전력지사 170kV GIS 정밀점검","동서울전력지사 170kV GIS 정밀점검 - 목적 : 동남-수서T/L 설비점검 / (병행)동남-수서T/L 장기사용 보호배전반 교체","2023-05-18 09:00","2023-05-24 18:00","2023-05-18 09:00","2023-05-24 18:00","연속"]
[74,"남서울","동서울","수서S/S #2 BUS","동서울전력지사 170kV GIS 정밀점검","동서울전력지사 170kV GIS 정밀점검 - 대상 : 6100 BUS-TIE 2BUS측 휴전용","2023-05-01 09:00","2023-05-02 13:00","2023-05-01 09:00","2023-05-02 13:00","연속"]
[75,"남서울","동서울","수서S/S #1 BUS","동서울전력지사 170kV GIS 정밀점검","동서울전력지사 170kV GIS 정밀점검 - 목적 : #1BUS측 설비점검","2023-05-02 13:00","2023-05-03 18:00","2023-05-02 13:00","2023-05-03 18:00","연속"]
[76,"남서울","동서울","수서S/S #2 BUS","동서울전력지사 170kV GIS 정밀점검","동서울전력지사 170kV GIS 정밀점검 - 목적 : 가락-수서#2T/L #2 BUS측 점검","2023-05-08 09:00","2023-05-09 13:00","2023-05-08 09:00","2023-05-09 13:00","연속"]
[77,"남서울","동서울","산성수서#1 T/L","동서울전력지사 170kV GIS 정밀점검","동서울전력지사 170kV GIS 정밀점검 - 사유 : 가락-수서#2T/L 무부하가압용","2023-05-09 12:00","2023-05-09 13:00","2023-05-09 12:00","2023-05-09 13:00","연속"]
[78,"남서울","동서울","수서S/S #1 BUS","동서울전력지사 170kV GIS 정밀점검","동서울전력지사 170kV GIS 정밀점검 - 목적 : 가락-수서#2T/L #1 BUS측 점검","2023-05-09 13:00","2023-05-10 18:00","2023-05-09 13:00","2023-05-10 18:00","연속"]
[79,"남서울","동서울","수서S/S #2 BUS","동서울전력지사 170kV GIS 정밀점검","동서울전력지사 170kV GIS 정밀점검 - 목적 : 잠실-수서#1T/L 1BUS 측 점검","2023-05-11 09:00","2023-05-12 13:00","2023-05-11 09:00","2023-05-12 13:00","연속"]
[80,"남서울","동서울","산성수서#1 T/L","동서울전력지사 170kV GIS 정밀점검","동서울전력지사 170kV GIS 정밀점검 - 사유 : 잠실-수서#1T/L 무부하가압용","2023-05-12 12:00","2023-05-12 13:00","2023-05-12 12:00","2023-05-12 13:00","연속"]
[81,"남서울","동서울","수서S/S #1 BUS","동서울전력지사 170kV GIS 정밀점검","동서울전력지사 170kV GIS 정밀점검 - 목적 : 잠실-수서#1T/L 2BUS 측 설비점검","2023-05-12 13:00","2023-05-13 18:00","2023-05-12 13:00","2023-05-13 18:00","연속"]
[82,"남서울","동서울","수서S/S #2 BUS","동서울전력지사 170kV GIS 정밀점검","동서울전력지사 170kV GIS 정밀점검 - 목적 : 잠실-수서#2T/L 2BUS측 설비점검","2023-05-15 09:00","2023-05-16 13:00","2023-05-15 09:00","2023-05-16 13:00","연속"]
[83,"남서울","동서울","산성수서#1 T/L","동서울전력지사 170kV GIS 정밀점검","동서울전력지사 170kV GIS 정밀점검 - 사유 : 잠실-수서#2T/L 무부하가압용","2023-05-16 12:00","2023-05-16 13:00","2023-05-16 12:00","2023-05-16 13:00","연속"]
[84,"남서울","동서울","수서S/S #1 BUS","동서울전력지사 170kV GIS 정밀점검","동서울전력지사 170kV GIS 정밀점검 - 목적 : 잠실-수서#2T/L 1BUS측 설비점검","2023-05-16 13:00","2023-05-17 18:00","2023-05-16 13:00","2023-05-17 18:00","연속"]
[85,"남서울","동서울","수서S/S #2 BUS","동서울전력지사 170kV GIS 정밀점검","동서울전력지사 170kV GIS 정밀점검 - 목적 : 동남-수서T/L 2BUS측 설비점검","2023-05-18 09:00","2023-05-19 13:00","2023-05-18 09:00","2023-05-19 13:00","연속"]
[86,"남서울","동서울","산성수서#1 T/L","동서울전력지사 170kV GIS 정밀점검","동서울전력지사 170kV GIS 정밀점검 - 사유 : 동남-수서T/L 무부하가압용","2023-05-19 12:00","2023-05-19 13:00","2023-05-19 12:00","2023-05-19 13:00","연속"]
[87,"남서울","동서울","수서S/S #1 BUS","동서울전력지사 170kV GIS 정밀점검","동서울전력지사 170kV GIS 정밀점검 - 목적 : 동남-수서T/L 1BUS측 설비점검","2023-05-19 13:00","2023-05-20 18:00","2023-05-19 13:00","2023-05-20 18:00","연속"]
[88,"남서울","동서울","수서S/S CB 6100","동서울전력지사 170kV GIS 정밀점검","동서울전력지사 170kV GIS 정밀점검 - 대상 : 6100 BUS-TIE","2023-05-01 09:00","2023-05-03 18:00","2023-05-01 09:00","2023-05-03 18:00","연속"]
[89,"남서울","동서울","산성수서#2 T/L","22-23년 가공송전 협력회사 총액공사","추락방지장치(수평),피뢰기 설치 : 14기 설치","2023-05-08 07:00","2023-05-10 17:00","2023-05-08 07:00","2023-05-10 17:00","연속"]
[90,"남서울","동서울","가락수서#2 T/L","동서울전력지사 170kV GIS 정밀점검","동서울전력지사 170kV GIS 정밀점검 - 목적 : 가락-수서#2T/L 설비점검","2023-05-08 09:00","2023-05-10 18:00","2023-05-08 09:00","2023-05-10 18:00","연속"]
[91,"남서울","동서울","수서S/S CB 6100","동서울전력지사 170kV GIS 정밀점검","동서울전력지사 170kV GIS 정밀점검 - 대상 : 수서S/S 가락-수서#2T/L","2023-05-08 09:00","2023-05-10 18:00","2023-05-08 09:00","2023-05-10 18:00","연속"]
[92,"남서울","동서울","잠실수서#1 T/L","동서울전력지사 170kV GIS 정밀점검","동서울전력지사 170kV GIS 정밀점검 - 목적 : 잠실-수서#1T/L 설비점검","2023-05-11 08:00","2023-05-13 18:00","2023-05-11 08:00","2023-05-13 18:00","연속"]
[93,"남서울","동서울","수서S/S CB 6100","동서울전력지사 170kV GIS 정밀점검","동서울전력지사 170kV GIS 정밀점검 - 대상 : 잠실-수서#1T/L","2023-05-11 09:00","2023-05-13 18:00","2023-05-11 09:00","2023-05-13 18:00","연속"]
[94,"남서울","동서울","잠실수서#2 T/L","동서울전력지사 170kV GIS 정밀점검","동서울전력지사 170kV GIS 정밀점검 - 목적 : 잠실-수서#2T/L 설비점검","2023-05-15 08:00","2023-05-17 18:00","2023-05-15 08:00","2023-05-17 18:00","연속"]
[95,"남서울","동서울","수서S/S CB 6100","동서울전력지사 170kV GIS 정밀점검","동서울전력지사 170kV GIS 정밀점검 - 대상 : 잠실-수서#2T/L","2023-05-15 09:00","2023-05-17 18:00","2023-05-15 09:00","2023-05-17 18:00","연속"]
[96,"남서울","동서울","산성수서#1 T/L","동서울P/O 170kV GIS 정밀점검","동서울P/O 170kV GIS 정밀점검 - 대상 : 수서S/S BUS-TIE GIS 정밀점검 무부하가압용","2023-05-02 12:00","2023-05-02 13:00","2023-05-02 12:00","2023-05-02 13:00","연속"]
[97,"남서울","동서울","산성수서#1 T/L","22-23년 가공송전 협력회사 총액공사","추락방지장치(수평) : 14기 설치","2023-05-18 07:00","2023-05-19 17:00","2023-05-18 07:00","2023-05-19 17:00","연속"]
[98,"남서울","동서울","동서울신장#1 T/L","154kV 동서울-신장 지중T/L 선종교체공사","(신설)XLPE 2500SQ 2C-0.3km (철거)XLPE 12000SQ 2C(D)-0.3km","2023-05-08 09:00","2023-06-06 18:00","2023-05-08 09:00","2023-06-06 18:00","연속"]
[99,"남서울","동서울","신장S/S #2 BUS","154kV 강일S/S 건설관련 GIS 설치공사","- 154kV GIS 2CCT 설치 - 기타 부대공사 1식","2023-05-29 09:00","2023-06-04 15:00","2023-05-29 09:00","2023-06-04 15:00","연속"]
[100,"남서울","동서울","신장S/S #1 BUS","154kV 강일S/S 건설관련 GIS 설치공사","- 154kV GIS 2CCT 설치 - 기타 부대공사 1식","2023-05-22 09:00","2023-05-28 15:00","2023-05-22 09:00","2023-05-28 15:00","연속"]
[101,"남서울","동서울","동서울신장#2 T/L","154kV 강일S/S 건설관련 GIS 설치공사","- 154kV GIS 2CCT 설치 - 기타 부대공사 1식","2023-05-27 15:00","2023-05-28 15:00","2023-05-27 15:00","2023-05-28 15:00","연속"]
[102,"남서울","영등포","광명S/S CB 6200","광명S/S 154kV 장기사용 GIS 교체공사","60-65 모선보호반 철거 및 60-65, 61-66 모선보호반 설치","2023-05-28 09:00","2023-06-03 18:00","2023-05-28 09:00","2023-06-03 18:00","연속"]
[103,"남서울","영등포","광명S/S #2 BUS","광명S/S 154kV 장기사용 GIS 교체공사","4차분(광-구#1T/L, #2M.Tr 1차, #1·2BUS SEC GIS) 철거 및 설치 - #2BUS DS 설치, 준공시험","2023-05-06 18:00","2023-05-27 18:00","2023-05-06 18:00","2023-05-27 18:00","연속"]
[104,"남서울","영등포","광명구공#2 T/L","광명S/S 154kV 장기사용 GIS 교체공사","4차분(광-구#1T/L, #1,2BUS SEC, #2M.Tr 1차GIS) 철거 및 설치 - #1BUS 무부하 가압","2023-05-05 18:00","2023-05-06 18:00","2023-05-05 18:00","2023-05-06 18:00","연속"]
[105,"남서울","영등포","광명구공#2 T/L","광명S/S 154kV 장기사용 GIS 교체공사","4차분(광-구#1T/L, #1,2BUS SEC, #2M.Tr 1차GIS) 철거 및 설치 - #1BUS 무부하 가압","2023-05-26 18:00","2023-05-27 18:00","2023-05-26 18:00","2023-05-27 18:00","연속"]
[106,"남서울","영등포","마곡S/S CB 6100","영등포전력지사 170kV GIS 정밀점검","170kV GIS 정밀점검 - 마곡 6333 GIS - 무부하가압용","2023-05-09 16:00","2023-05-09 18:00","2023-05-09 16:00","2023-05-09 18:00","연속"]
[107,"남서울","영등포","마곡S/S #1 BUS","영등포전력지사 170kV GIS 정밀점검","170kV GIS 정밀점검 - 마곡 6333 GIS - 무부하가압용","2023-05-09 16:00","2023-05-09 18:00","2023-05-09 16:00","2023-05-09 18:00","연속"]
[108,"남서울","영등포","신광명S/S CB 6100","2022~23년 영등포전력지사 변전협력회사 총액공사","6100,6200 GIS 보통점검","2023-05-03 09:00","2023-05-03 14:00","2023-05-03 09:00","2023-05-03 14:00","연속"]
[109,"남서울","영등포","신광명소래 T/L","22-23년 영등포전력지사 가공송전 협력회사 총액공사","추락방지장치 설치공사","2023-05-04 07:00","2023-05-04 14:00","취소","취소","연속"]
[110,"남서울","영등포","신광명S/S CB 6200","2022~23년 영등포전력지사 변전협력회사 총액공사","6100,6200 GIS 보통점검","2023-05-03 14:00","2023-05-03 18:00","2023-05-03 14:00","2023-05-03 18:00","연속"]
[111,"남서울","영등포","신정S/S CB 6100","영등포전력지사 170kV GIS 정밀점검","170kV GIS 정밀점검 - 신정 6100 BUS-TIE","2023-05-02 09:00","2023-05-03 18:00","2023-05-02 09:00","2023-05-03 18:00","연속"]
[112,"남서울","영등포","신정S/S #1 BUS","영등포전력지사 170kV GIS 정밀점검","170kV GIS 정밀점검 - 신정 6100 BUS-TIE - 무부하가압용","2023-05-02 09:00","2023-05-03 18:00","2023-05-02 09:00","2023-05-03 18:00","연속"]
[113,"남서울","영등포","신정목동#1 T/L","영등포전력지사 170kV GIS 정밀점검","170kV GIS 정밀점검 - 신정 6100 BUS-TIE - 무부하가압용","2023-05-03 15:00","2023-05-03 18:00","취소","취소","연속"]
[114,"남서울","영등포","온수소래 T/L","22-23년 영등포전력지사 가공송전 협력회사 총액공사","추락방지장치 설치공사","2023-05-04 14:00","2023-05-05 18:00","취소","취소","연속"]
[115,"남서울","영등포","화곡S/S #2 BUS","영등포전력지사 170kV GIS 정밀점검","170kV GIS 정밀점검 - 화곡S/S 공항T/L GIS - 무부하가압용","2023-05-12 16:00","2023-05-12 18:00","2023-05-12 16:00","2023-05-12 18:00","연속"]
[116,"남서울","영등포","고강화곡#2 T/L","영등포전력지사 170kV GIS 정밀점검","170kV GIS 정밀점검 - 화곡S/S 공항T/L GIS - 무부하가압용","2023-05-12 16:00","2023-05-12 18:00","2023-05-12 16:00","2023-05-12 18:00","연속"]
[117,"남서울","직할","노들노량진 T/L","OF케이블 절연유 채유밸브 설치","OF케이블 절연유 채유밸브 설치(SJ/B#17)","2023-05-29 09:00","2023-05-30 18:00","2023-05-29 09:00","2023-05-30 18:00","연속"]
[118,"남서울","직할","사당봉천#2 T/L","OF케이블 절연유 채유밸브 설치","OF케이블 절연유 채유밸브 설치(SJ/B#8)","2023-05-10 09:00","2023-05-11 18:00","2023-05-10 09:00","2023-05-11 18:00","연속"]
[119,"남서울","직할","대방신길#1 T/L","OF케이블 절연유 채유밸브 설치","OF케이블 절연유 채유밸브 설치(SJ/B#29)","2023-05-17 09:00","2023-05-18 18:00","2023-05-17 09:00","2023-05-18 18:00","연속"]
[120,"남서울","직할","대방신길#2 T/L","OF케이블 절연유 채유밸브 설치","OF케이블 절연유 채유밸브 설치(SJ/B#29)","2023-05-08 09:00","2023-05-09 18:00","2023-05-08 09:00","2023-05-09 18:00","연속"]
[121,"남서울","직할","봉천신길#1 T/L","OF케이블 절연유 채유밸브 설치","OF케이블 절연유 채유밸브 설치(SJ/B#17 등 3개소)","2023-05-25 09:00","2023-05-26 18:00","2023-05-25 09:00","2023-05-26 18:00","연속"]
[122,"남서울","직할","신문래구로#1 T/L","OF케이블 절연유 채유밸브 설치","OF케이블 절연유 채유밸브 설치(SJ/B#1)","2023-05-01 09:00","2023-05-02 18:00","2023-05-01 09:00","2023-05-02 18:00","연속"]
[123,"남서울","직할","신문래노들 T/L","OF케이블 절연유 채유밸브 설치","OF케이블 절연유 채유밸브 설치(SJ/B#0 등 2개소)","2023-05-22 09:00","2023-05-24 18:00","2023-05-22 09:00","2023-05-24 18:00","연속"]
[124,"남서울","직할","신문래여의 T/L","OF케이블 절연유 채유밸브 설치","OF케이블 절연유 채유밸브 설치(SJ/B#0 등 3개소)","2023-05-30 09:00","2023-05-31 18:00","2023-05-30 09:00","2023-05-31 18:00","연속"]
[125,"남서울","직할","신문래영오#1 T/L","170kV GIS 정밀점검","170kV GIS 정밀점검 - 신문래S/S 154kV 신문래-영오#1T/L GIS","2023-05-03 09:00","2023-05-04 18:00","2023-05-03 09:00","2023-05-04 18:00","연속"]
[126,"남서울","직할","신문래구로#2 T/L","OF케이블 절연유 채유밸브 설치","OF케이블 절연유 채유밸브 설치(SJ/B#1)","2023-05-11 09:00","2023-05-12 18:00","2023-05-11 09:00","2023-05-12 18:00","연속"]
[127,"남서울","직할","신문래영오#2 T/L","170kV GIS 정밀점검","170kV GIS 정밀점검 - 신문래S/S 154kV 신문래-영오#2T/L GIS","2023-05-08 09:00","2023-05-09 18:00","2023-05-08 09:00","2023-05-09 18:00","연속"]
[128,"남서울","직할","신문래여의 T/L","170kV GIS 정밀점검 무부하가압","170kV GIS 정밀점검 무부하가압 - 여의S/S 154kV #5M.Tr 1차 GIS 정밀점검","2023-05-12 16:00","2023-05-12 18:00","2023-05-12 16:00","2023-05-12 18:00","연속"]
[129,"인천","김포","김포장기#1 T/L","154kV 김포-장기T/L(감정IC) 철거공사","ㅇ 공사구간 : M/H#4~#5 ㅇ 케이블 선종 및 회신 : XLPE 2,000㎟ x 2C(0.315km)","2023-05-22 08:00","2023-06-11 18:00","2023-05-26 09:00","2023-06-11 18:00","연속"]
[130,"인천","김포","신김포S/S  CB 6100","신김포S/S 154kV 영인기술제 모선보호반 성능개선","신김포S/S 154kV 영인기술제 모선보호반 성능개선","2023-05-31 10:00","2023-05-31 18:00","2023-05-31 10:00","2023-05-31 18:00","연속"]
[131,"인천","김포","신김포S/S SEC CB 60610","신김포S/S 154kV 영인기술제 모선보호반 성능개선","신김포S/S 154kV 영인기술제 모선보호반 성능개선","2023-05-31 09:00","2023-05-31 18:00","2023-05-31 09:00","2023-05-31 18:00","연속"]
[132,"인천","김포","신김포S/S SEC CB 65660","신김포S/S 154kV 영인기술제 모선보호반 성능개선","신김포S/S 154kV 영인기술제 모선보호반 성능개선","2023-05-31 09:00","2023-05-31 18:00","2023-05-31 09:00","2023-05-31 18:00","연속"]
[133,"인천","부평","관교주안 T/L","관교S/S 154kV 주안관교 T/L 휴전작업","주안관교 T/L GIS 보통점검","2023-05-31 09:00","2023-05-31 18:00","2023-05-31 09:00","2023-05-31 18:00","연속"]
[134,"인천","부평","신가좌주안#1 T/L","22~23년 가공송전 협력회사 총액공사","수평 추락방지장치 설치","2023-05-13 08:00","2023-05-14 18:00","2023-05-13 08:00","2023-05-14 18:00","연속"]
[135,"인천","부평","신가좌주안#2 T/L","22~23년 가공송전 협력회사 총액공사","수평 추락방지장치 설치","2023-05-27 08:00","2023-05-28 18:00","2023-05-27 08:00","2023-05-28 18:00","연속"]
[136,"인천","부평","신가좌신현#2 T/L","22~23년 가공송전 협력회사 총액공사","수평 추락방지장치 설치","2023-05-27 08:00","2023-05-28 18:00","2023-05-27 08:00","2023-05-28 18:00","연속"]
[137,"인천","부평","신가좌신현#1 T/L","22~23년 가공송전 협력회사 총액공사","수평 추락방지장치 설치","2023-05-13 08:00","2023-05-14 18:00","2023-05-13 08:00","2023-05-14 18:00","연속"]
[138,"인천","부평","신경서경서#3 T/L","154kV 신경서경서#3 T/L 송전선로 보호반 대체 공사","154kV 신경서경서#3 T/L 송전선로 보호반 대체 공사","2023-05-01 09:00","2023-05-04 18:00","2023-05-01 09:00","2023-05-04 18:00","연속"]
[139,"인천","부평","신경서S/S 청라에너지T/L CB","신경서S/S 청라에너지 T/L 휴전작업","청라에너지 T/L GIS 보통점검","2023-05-10 09:00","2023-05-10 18:00","2023-05-10 09:00","2023-05-10 18:00","연속"]
[140,"인천","부평","신경서S/S CB 6200","신경서S/S 154kV #61-#66 모선보호반 교체공사","신경서S/S 154kV #61-#66 모선보호반 교체공사","2023-05-15 09:00","2023-05-19 18:00","2023-05-15 09:00","2023-05-19 18:00","연속"]
[141,"인천","부평","북인천원창 T/L","154kV 원창S/S SW 증설공사","154kV 원창S/S SW 증설공사 - 고객선로 무부하가압(아이지이T/L)","2023-05-18 09:00","2023-05-19 18:00","2023-05-18 09:00","2023-05-19 18:00","연속"]
[142,"인천","부평","인천C/C CB 6200","인천CC S/Y 154kV #61-#66 BUS TIE GIS 보통점검","인천CC S/Y 154kV #61-#66 BUS TIE GIS 보통점검","2023-05-17 09:00","2023-05-17 18:00","2023-05-17 09:00","2023-05-17 18:00","연속"]
[143,"인천","시흥","동시화서시화 T/L","동시화S/S 154kV 동시화서시화T/L GIS 보통점검","동시화S/S 154kV 동시화서시화T/L GIS 보통점검","2023-05-13 09:00","2023-05-13 18:00","2023-05-13 09:00","2023-05-13 18:00","연속"]
[144,"인천","시흥","시화동시화#2 T/L","동시화S/S 154kV 시화동시화#1,2T/L GIS 보통점검","동시화S/S 154kV 시화동시화#1,2T/L GIS 보통점검","2023-05-06 14:00","2023-05-06 18:00","2023-05-06 14:00","2023-05-06 18:00","연속"]
[145,"인천","시흥","시화동시화#1 T/L","동시화S/S 154kV 시화동시화#1,2T/L GIS 보통점검","동시화S/S 154kV 시화동시화#1,2T/L GIS 보통점검","2023-05-06 09:00","2023-05-06 14:00","2023-05-06 09:00","2023-05-06 14:00","연속"]
[146,"인천","시흥","남동동춘 T/L","동춘S/S 154kV 남동동춘T/L GIS 초기점검","동춘S/S 154kV 남동동춘T/L GIS 초기점검 남동S/S 154kV 남동동춘T/L GIS 보통점검(병행)","2023-05-02 09:00","2023-05-02 18:00","2023-05-02 09:00","2023-05-02 18:00","연속"]
[147,"인천","시흥","북시화S/S CB 6100","북시화S/S 154kV #60-#65 BUS TIE CB GIS 보통점검","북시화S/S 154kV #60-#65 BUS TIE CB GIS 보통점검(6100)","2023-05-08 09:00","2023-05-08 18:00","2023-05-08 09:00","2023-05-08 18:00","연속"]
[148,"인천","시흥","북시화서시화#1 T/L","서시화S/S 154kV 북시화서시화#1,2T/L GIS 하자점검","서시화S/S 154kV 북시화서시화#1,2T/L GIS 하자점검","2023-05-16 09:00","2023-05-16 14:00","2023-05-16 09:00","2023-05-16 14:00","연속"]
[149,"인천","시흥","북시화서시화#2 T/L","서시화S/S 154kV 북시화서시화#1,2T/L GIS 하자점검","서시화S/S 154kV 북시화서시화#1,2T/L GIS 하자점검","2023-05-16 14:00","2023-05-16 18:00","2023-05-16 14:00","2023-05-16 18:00","연속"]
[150,"인천","시흥","신광명소래 T/L","소래S/S 154kV 신광명소래 T/L GIS 보통점검","소래S/S 154kV 신광명소래 T/L GIS 보통점검","2023-05-04 09:00","2023-05-04 18:00","2023-05-03 09:00","2023-05-03 15:00","연속"]
[151,"인천","시흥","소래S/S CB 6100","소래S/S 154kV #60-#65 BUS TIE GIS 보통점검","소래S/S 154kV #60-#65 BUS TIE GIS 보통점검(6100)","2023-05-09 09:00","2023-05-09 18:00","2023-05-03 15:00","2023-05-03 18:00","연속"]
[152,"인천","시흥","서안양소래 T/L","가공송전 협력회사 총액공사(154kV 서소T/L 추락방지)","송전철탑 추락방지장치 설치 - 대상 : No.48~53(6기)","2023-05-15 07:00","2023-05-20 18:00","취소","취소","매일"]
[153,"인천","시흥","온수소래 T/L","가공송전 협력회사 총액공사(154kV 서소T/L 추락방지)","송전철탑 추락방지장치 설치 - 대상 : No.48~53(6기)","2023-05-18 07:00","2023-05-20 18:00","취소","취소","매일"]
[154,"인천","시흥","신광명소래 T/L","가공송전 협력회사 총액공사(154kV 서소T/L 추락방지)","송전철탑 추락방지장치 설치 - 대상 : No.76~92(C/H) (17기)","2023-05-28 07:00","2023-05-30 18:00","2023-05-28 07:00","2023-05-29 18:00","매일"]
[155,"인천","시흥","서서울#2소래 T/L","가공송전 협력회사 총액공사(154kV 서소T/L 추락방지)","송전철탑 추락방지장치 설치 - 대상 : No.48~53(6기)","2023-05-24 07:00","2023-05-30 18:00","2023-05-08 07:00","2023-05-13 18:00","매일"]
[156,"인천","시흥","신시흥남동#1 T/L","신시흥,남동S/S 154kV 신시흥남동#1T/L GIS 하자점검","신시흥S/S 154kV 신시흥남동#1T/L GIS 하자점검 남동S/S 154kV 신시흥남동#1T/L GIS 보통점검","2023-05-30 09:00","2023-05-30 18:00","2023-05-30 09:00","2023-05-30 18:00","연속"]
[157,"인천","시흥","신시흥도림#2 T/L","가공송전 협력회사 총액공사(154kV 남동T/L 추락방지)","송전철탑 추락방지장치 설치 - 대상 : No.1~34(34기)","2023-05-15 07:00","2023-05-20 18:00","취소","취소","매일"]
[158,"인천","시흥","신시흥남동#2 T/L","가공송전 협력회사 총액공사(154kV 남동T/L 추락방지)","송전철탑 추락방지장치 설치 - 대상 : No.1~37(37기)","2023-05-15 07:00","2023-05-23 18:00","취소","취소","매일"]
[159,"인천","시흥","신시흥시화#1 T/L","신시흥S/S 154kV 신시흥시화#1T/L GIS 하자점검","신시흥S/S 154kV 신시흥시화#1T/L GIS 하자점검","2023-05-02 09:00","2023-05-02 18:00","2023-05-02 09:00","2023-05-02 18:00","연속"]
[160,"인천","시흥","학익연수#2 T/L","연수S/S 154kV 학익연수#2 T/L GIS 보통점검","연수S/S 154kV 학익연수#2 T/L GIS 보통점검","2023-05-19 09:00","2023-05-19 18:00","2023-05-19 09:00","2023-05-19 18:00","연속"]
[161,"인천","시흥","도림오봉#2 T/L","가공송전 협력회사 총액공사(154kV 남동T/L 추락방지)","송전철탑 추락방지장치 설치 - 대상 : No.1~34(34기)","2023-05-21 07:00","2023-05-23 18:00","취소","취소","매일"]
[162,"인천","시흥","도림오봉#2 T/L","오봉S/S 154kV 도림오봉#2 T/L GIS 보통점검","오봉S/S 154kV 도림오봉#2 T/L GIS 보통점검 도림S/S 154kV 도림오봉#2 T/L GIS 보통점검 병행","2023-05-31 09:00","2023-05-31 14:00","2023-05-31 09:00","2023-05-31 14:00","연속"]
[163,"인천","시흥","오봉남동#2 T/L","오봉S/S 154kV 오봉남동#2T/L GIS 보통점검","오봉S/S 154kV 오봉남동#2T/L GIS 보통점검","2023-05-31 14:00","2023-05-31 18:00","2023-05-31 14:00","2023-05-31 18:00","연속"]
[164,"인천","시흥","도림오봉#1 T/L","오봉S/S 154kV 도림오봉#1 T/L GIS 보통점검","오봉S/S 154kV 도림오봉#1 T/L GIS 보통점검","2023-05-29 09:00","2023-05-29 14:00","2023-05-18 09:00","2023-05-18 14:00","연속"]
[165,"인천","직할","임학계양#2 T/L","154kV 신부평-청천 등 2개T/L 대한제 EBG 보강공사","가스채취밸브 설치 및 스프링 유니트 점검","2023-05-24 09:00","2023-05-24 18:00","2023-05-24 09:00","2023-05-24 18:00","연속"]
[166,"인천","직할","임학계양#1 T/L","154kV 신부평-청천 등 2개T/L 대한제 EBG 보강공사","가스채취밸브 설치 및 스프링 유니트 점검","2023-05-23 09:00","2023-05-23 18:00","2023-05-23 09:00","2023-05-23 18:00","연속"]
[167,"인천","직할","부천S/S CB 6100","부천s/s 170kV 6100 GIS 보통점검","부천s/s 170kV 6100 GIS 보통점검","2023-05-01 09:30","2023-05-01 18:00","취소","취소","연속"]
[168,"인천","직할","갈산부흥#3 T/L","부흥S/S #2M.Tr GIS 정밀점검 무부하가압용","부흥S/S #2M.Tr GIS 정밀점검 무부하가압용","2023-05-13 14:00","2023-05-13 18:00","2023-05-13 09:00","2023-05-13 10:00","연속"]
[169,"인천","직할","갈산부흥#3 T/L","부흥S/S #1M.Tr GIS 정밀점검 무부하가압용","부흥S/S #1M.Tr GIS 정밀점검 무부하가압용","2023-05-20 14:00","2023-05-20 18:00","2023-05-20 14:00","2023-05-20 18:00","연속"]
[170,"인천","직할","신부평S/S CB 6100","신부평S/S 6100B/T GIS 보통점검","신부평S/S 6100B/T GIS 보통점검","2023-05-01 09:30","2023-05-01 18:00","2023-05-03 09:00","2023-05-03 18:00","연속"]
[171,"인천","직할","임학계양#1 T/L","임학S/S #4M.Tr GIS 정밀점검 무부하가압용","임학S/S #4M.Tr GIS 정밀점검 무부하가압용","2023-05-25 14:00","2023-05-25 18:00","2023-05-25 14:00","2023-05-25 18:00","연속"]
[172,"인천","김포","신김포S/S #61 BUS","신김포S/S 170kV GIS 증설공사","신규수용 관련 170kV GIS 증설공사","2023-05-04 09:00","2023-05-08 18:00","2023-05-04 09:00","2023-05-08 18:00","연속"]
[173,"인천","김포","신김포S/S #66 BUS","신김포S/S 170kV GIS 증설공사","신규수용 관련 170kV GIS 증설공사","2023-05-04 09:00","2023-05-08 18:00","2023-05-04 09:00","2023-05-08 18:00","연속"]
[174,"인천","김포","신김포S/S CB 6200","신김포S/S 170kV GIS 증설공사","신규수용 관련 170kV GIS 증설공사","2023-05-07 08:00","2023-05-08 18:00","2023-05-07 08:00","2023-05-08 18:00","연속"]
[175,"인천","김포","신김포S/S SEC CB 65660","신김포S/S 170kV GIS 증설공사","신규수용 관련 170kV GIS 증설공사","2023-05-07 08:00","2023-05-08 18:00","2023-05-07 08:00","2023-05-08 18:00","연속"]
[176,"인천","김포","신김포S/S CB 6200","신김포S/S #3 M.Tr 무부하가압","신김포S/S #3 M.Tr 무부하가압","2023-05-18 09:00","2023-05-19 18:00","2023-05-18 09:00","2023-05-19 18:00","연속"]
[177,"인천","김포","신김포S/S #66 BUS","신김포S/S #3 M.Tr 무부하가압","신김포S/S #3 M.Tr 무부하가압","2023-05-18 09:00","2023-05-19 14:00","2023-05-18 09:00","2023-05-19 14:00","연속"]
[178,"인천","김포","신김포S/S #61 BUS","신김포S/S #3 M.Tr 무부하가압","신김포S/S #3 M.Tr 무부하가압","2023-05-19 14:00","2023-05-19 18:00","2023-05-19 14:00","2023-05-19 18:00","연속"]
[179,"인천","부평","송현포스코CC#2 T/L","GIS 보통점검","GIS 보통점검","2023-05-29 09:00","2023-05-29 14:00","2023-05-29 09:00","2023-05-29 14:00","연속"]
[180,"인천","부평","송현포스코CC#1 T/L","GIS 보통점검","GIS 보통점검","2023-05-29 14:00","2023-05-29 18:00","2023-05-29 14:00","2023-05-29 18:00","연속"]
[181,"경기북부","고양","양주고양#2 T/L","고양전력지사 관내T/L OPGW 항공장애표시구 설치공사 2차","154kV 양주-고양#2T/L 3경간 14개 항공구 설치","2023-05-02 07:00","2023-05-04 18:00","2023-05-02 07:00","2023-05-04 18:00","연속"]
[182,"경기북부","고양","양주금촌#2 T/L","고양전력지사 관내T/L OPGW 항공장애표시구 설치공사 2차","154kV 양주-금촌#2T/L 2경간 7개 항공구 설치","2023-05-02 07:00","2023-05-04 18:00","2023-05-02 07:00","2023-05-04 18:00","연속"]
[183,"경기북부","고양","지도능곡#1 T/L","22-23년 고양전력지사 변전협력회사 총액공사","능곡S/S 지도-능곡#1T/L GIS 차단기 조작시험","2023-05-12 09:30","2023-05-12 12:00","2023-05-12 09:30","2023-05-12 12:00","연속"]
[184,"경기북부","고양","지도능곡#2 T/L","22-23변전협력회사 총액공사(170kV GIS점검)","170kV GIS 점검","2023-05-22 09:00","2023-05-22 18:00","2023-05-22 09:00","2023-05-22 18:00","연속"]
[185,"경기북부","고양","문발파주열병합#2 T/L","22-23변전협력회사 총액공사(170kV GIS점검)","170kV GIS 점검","2023-05-24 09:00","2023-05-24 18:00","2023-05-24 09:00","2023-05-24 18:00","연속"]
[186,"경기북부","고양","문발파주열병합#1 T/L","22-23변전협력회사 총액공사(170kV GIS점검)","170kV GIS 점검","2023-05-23 09:00","2023-05-23 18:00","2023-05-23 09:00","2023-05-23 18:00","연속"]
[187,"경기북부","고양","고양일산#1 T/L","23년 고양전력지사 170kV GIS 정밀점검","170kV GIS 정밀점검 공사","2023-05-15 09:00","2023-05-16 18:00","2023-05-15 09:00","2023-05-16 18:00","연속"]
[188,"경기북부","고양","일산송포#1 T/L","23년 고양전력지사 170kV GIS 정밀점검(시험가압용)","고양-일산1T/L GIS 정밀점검공사 시험가압용","2023-05-16 15:00","2023-05-16 18:00","2023-05-16 15:00","2023-05-16 18:00","연속"]
[189,"경기북부","고양","일산S/S #66 BUS","23년 고양전력지사 170kV GIS 정밀점검(시험가압용)","고양-일산1T/L GIS 정밀점검공사 시험가압용","2023-05-16 15:00","2023-05-16 18:00","2023-05-16 15:00","2023-05-16 18:00","연속"]
[190,"경기북부","고양","고양일산#2 T/L","23년 고양전력지사 170kV GIS 정밀점검","170kV GIS 정밀점검","2023-05-17 09:00","2023-05-18 18:00","2023-05-17 09:00","2023-05-18 18:00","연속"]
[191,"경기북부","고양","일산송포#1 T/L","23년 고양전력지사 170kV GIS 정밀점검(시험가압용)","고양-일산2T/L GIS 정밀점검공사 시험가압용","2023-05-18 15:00","2023-05-18 18:00","2023-05-18 15:00","2023-05-18 18:00","연속"]
[192,"경기북부","고양","일산S/S CB 6200","23년 고양전력지사 170kV GIS 정밀점검","170kV GIS 정밀점검","2023-05-31 09:00","2023-06-01 18:00","2023-05-31 09:00","2023-06-01 18:00","연속"]
[193,"경기북부","고양","일산S/S #66 BUS","23년 고양전력지사 170kV GIS 정밀점검(시험가압용)","고양-일산2T/L GIS 정밀점검공사 시험가압용","2023-05-18 15:00","2023-05-18 18:00","2023-05-18 15:00","2023-05-18 18:00","연속"]
[194,"경기북부","구리","가평화천HP T/L","22-23년 구리전력지사 변전협력회사 총액공사","22-23년 구리전력지사 변전협력회사 총액공사 LA보통점검","2023-05-08 09:00","2023-05-08 18:00","2023-05-08 09:00","2023-05-08 18:00","연속"]
[195,"경기북부","구리","가평춘천HP T/L","22-23년 구리전력지사 변전협력회사 총액공사","22-23년 구리전력지사 변전협력회사 총액공사 가평S/S측 CVT 교체 LA 보통점검","2023-05-15 09:00","2023-05-15 18:00","2023-05-15 09:00","2023-05-15 18:00","연속"]
[196,"경기북부","구리","가평청평HP#2 T/L","22-23년 구리전력지사 변전협력회사 총액공사","22-23년 구리전력지사 변전협력회사 총액공사 가평S/S, 청평H/P 측 LA 대체, LA 보통점검, CVT 보통점검","2023-05-10 09:00","2023-05-11 18:00","2023-05-10 09:00","2023-05-11 18:00","연속"]
[197,"경기북부","구리","덕소마석#2 T/L","'22~23년 구리전력 송전협력 총액공사_추락방지장치, 피뢰기설치","154kV 덕소마석#2T/L 추락방지장치, 피뢰기 설치","2023-05-16 08:00","2023-05-23 18:00","2023-05-16 08:00","2023-05-23 18:00","연속"]
[198,"경기북부","구리","덕소마석#1 T/L","'22~23년 구리전력 송전협력 총액공사_추락방지장치 설치","154kV 덕소마석#1T/L 추락방지장치 설치","2023-05-08 08:00","2023-05-15 18:00","2023-05-08 08:00","2023-05-15 18:00","연속"]
[199,"경기북부","구리","신포천전곡#2 T/L","2022~2023년 경기북부 직할 가공송전 협력회사 총액공사","피뢰기설치(신포천덕계#1 병가)","2023-05-11 07:30","2023-05-12 18:00","2023-05-11 07:30","2023-05-12 18:00","연속"]
[200,"경기북부","구리","신포천포천#1 T/L","2022~2023년 경기북부 직할 가공송전 협력회사 총액공사","성능저하국산애자교체(포천운천#1병가)","2023-05-15 07:30","2023-05-17 18:00","2023-05-15 07:30","2023-05-17 18:00","연속"]
[201,"경기북부","구리","곤지암용문#2 T/L","22-23년 구리전력지사 변전협력회사 총액공사","22-23년 구리전력지사 변전협력회사 총액공사 - 용문S/S 곤지암-용문 #2T/L LA 보통점검","2023-05-31 09:00","2023-05-31 18:00","2023-05-31 09:00","2023-05-31 18:00","연속"]
[202,"경기북부","구리","곤지암용문#1 T/L","22-23년 구리전력지사 변전협력회사 총액공사","22-23년 구리전력지사 변전협력회사 총액공사 - 용문S/S 곤지암-용문 #1T/L LA 교체, 보통점검","2023-05-24 09:00","2023-05-24 18:00","2023-05-24 09:00","2023-05-24 18:00","연속"]
[203,"경기북부","구리","진건별내#1 T/L","'22~23년 구리전력 송전협력 총액공사_추락방지장치, 피뢰기설치","154kV 진건별내#1T/L 추락방지장치, 피뢰기 설치","2023-05-24 08:00","2023-05-25 18:00","2023-05-24 08:00","2023-05-25 18:00","연속"]
[204,"경기북부","구리","덕소진건#2 T/L","'22~23년 구리전력 송전협력 총액공사_추락방지장치 설치","154kV 덕소진건#2T/L 추락방지장치 설치","2023-05-31 08:00","2023-05-31 18:00","2023-05-31 08:00","2023-05-31 18:00","연속"]
[205,"경기북부","구리","진건별내#2 T/L","'22~23년 구리전력 송전협력 총액공사_추락방지장치 설치","154kV 진건별내#2T/L 추락방지장치 설치","2023-05-26 08:00","2023-05-26 18:00","2023-05-26 08:00","2023-05-26 18:00","연속"]
[206,"경기북부","구리","덕소진건#1 T/L","'22~23년 구리전력 송전협력 총액공사_추락방지장치, 피뢰기 설치","154kV 덕소진건#1T/L 추락방지장치, 피뢰기 설치","2023-05-29 08:00","2023-05-30 18:00","2023-05-29 08:00","2023-05-30 18:00","연속"]
[207,"경기북부","구리","청평HP의암HP T/L","22-23년 구리전력지사 변전협력회사 총액공사","22-23년 구리전력지사 변전협력회사 총액공사 - 청평H/P 의암-청평T/L LA, CVT 보통점검","2023-05-22 09:00","2023-05-22 18:00","2023-05-22 09:00","2023-05-22 18:00","연속"]
[208,"경기북부","구리","가평청평HP#1 T/L","22-23년 구리전력지사 변전협력회사 총액공사","22-23년 구리전력지사 변전협력회사 총액공사 - 청평H/P 가평-청평H/P #1T/L GCB 조작시험","2023-05-17 09:00","2023-05-17 18:00","2023-05-17 09:00","2023-05-17 18:00","연속"]
[209,"경기북부","구리","서종청평PP#2 T/L","청평양수 SY 노후 154kV GIS 대체공사","- 154kV GIS 5CCT 철거 - 기타 부대공사 등","2023-05-22 09:00","2023-05-26 18:00","2023-05-22 09:00","2023-05-26 18:00","연속"]
[210,"경기북부","구리","서종청평PP#1 T/L","청평양수 SY 노후 154kV GIS 대체공사","- 154kV GIS 5CCT 철거 - 기타 부대공사 등","2023-05-30 09:00","2023-06-02 18:00","2023-05-30 09:00","2023-06-02 18:00","연속"]
[211,"경기북부","구리","용정포천#2 T/L","154kV 포천변전소 옥내화 토건공사","LA 기초 설치를 위한 안전확보","2023-05-02 09:00","2023-05-31 18:00","2023-05-02 09:00","2023-05-31 18:00","연속"]
[212,"경기북부","구리","포천운천#1 T/L","154kV 포천변전소 옥내화 토건공사","LA 기초 설치를 위한 안전확보","2023-05-02 09:00","2023-05-31 18:00","2023-05-02 09:00","2023-05-31 18:00","연속"]
[213,"경기북부","직할","금오상계#2 T/L","22-23년 경기북부 직할 변전협력회사 총액공사","금오S/S 154kV 금오-상계#2T/L GIS 보통점검","2023-05-10 08:00","2023-05-10 18:00","2023-05-10 08:00","2023-05-10 18:00","연속"]
[214,"경기북부","직할","녹양백석#1 T/L","22-23년 경기북부 직할 변전협력회사 총액공사","녹양S/S 154kV 녹양-백석#1T/L GIS 보통점검","2023-05-09 08:00","2023-05-09 18:00","2023-05-09 08:00","2023-05-09 18:00","연속"]
[215,"경기북부","직할","옥정동두천#2 T/L","22-23 변전협력 총액공사","옥정동두천#2T/L GIS 보통점검(양단)","2023-05-18 08:00","2023-05-19 18:00","2023-05-18 08:00","2023-05-19 18:00","연속"]
[216,"경기북부","직할","신의정부송우#2 T/L","345kV 신의정부-미금 등 19개 T/L 철탑추락방지시설 설치공사","ㅇ 철탑추락방지시설 설치 - 대상 : 154kV 신의정부-송우T/L No.1~4","2023-05-31 07:00","2023-05-31 18:00","2023-05-31 07:00","2023-05-31 18:00","연속"]
[217,"경기북부","직할","신의정부내촌#1 T/L","345kV 신의정부-미금 등 19개 T/L 철탑추락방지시설 설치공사","ㅇ 철탑추락방지시설 설치 - 대상 : 154kV 신의정부-내촌T/L No.5,7,9~41","2023-05-23 07:00","2023-06-05 18:00","2023-05-23 07:00","2023-06-05 18:00","연속"]
[218,"경기북부","직할","양주S/S #67 BUS","양주 HVDC 용 170kV GIS 설치공사","170kV GIS 2CCT 설치","2023-05-17 14:00","2023-05-18 18:00","취소","취소","연속"]
[219,"경기북부","직할","양주S/S #61 BUS","양주 HVDC 용 170kV GIS 설치공사","170kV GIS 2CCT 설치","2023-05-08 09:00","2023-05-10 14:00","2023-05-08 09:00","2023-05-10 15:00","연속"]
[220,"경기북부","직할","양주S/S #66 BUS","양주 HVDC 용 170kV GIS 설치공사","170kV GIS 2CCT 설치","2023-05-10 14:00","2023-05-11 18:00","2023-05-10 15:00","2023-05-13 15:00","연속"]
[221,"경기북부","직할","양주S/S #62 BUS","양주 HVDC 용 170kV GIS 설치공사","170kV GIS 2CCT 설치","2023-05-15 09:00","2023-05-17 14:00","취소","취소","연속"]
[222,"경기북부","직할","장암S/S #66 BUS","154kV 장암S/S 옥내화 건설공사","용현도봉#2T/L → 용현장암#2T/L 이설 후 최초가압, 사용전검사","2023-04-26 09:00","2023-04-27 18:00","취소","취소","연속"]
[223,"경기북부","직할","용현장암#2 T/L","154kV 장암S/S 옥내화 건설공사","용현도봉#2T/L → 용현장암#2T/L 이설 후 최초가압, 사용전검사","2023-04-26 09:00","2023-04-28 18:00","취소","취소","연속"]
[224,"경기","군포","화성남양#1 T/L","철탑추락방지장치(수평) 설치공사","철탑추락방지장치(수평) 설치 : 13기","2023-05-26 07:00","2023-05-29 18:00","2023-05-26 07:00","2023-05-29 18:00","연속"]
[225,"경기","군포","화성남양#2 T/L","철탑추락방지장치(수평) 설치공사","철탑추락방지장치(수평) 설치 : 13기","2023-05-30 07:00","2023-05-31 18:00","2023-05-30 07:00","2023-05-31 18:00","연속"]
[226,"경기","군포","마도사강#1 T/L","철탑추락방지장치(수평) 설치공사","철탑추락방지장치(수평) 설치 : 25기","2023-05-18 07:00","2023-05-21 18:00","2023-05-18 07:00","2023-05-21 18:00","연속"]
[227,"경기","군포","화성마도 T/L","철탑추락방지장치(수평) 설치공사","철탑추락방지장치(수평) 설치 : 41기","2023-05-02 07:00","2023-05-07 18:00","취소","취소","연속"]
[228,"경기","군포","마도사강#2 T/L","철탑추락방지장치(수평) 설치공사","철탑추락방지장치(수평) 설치 : 25기","2023-05-22 07:00","2023-05-24 18:00","2023-05-22 07:00","2023-05-24 18:00","연속"]
[229,"경기","군포","목내S/S 안산에너지T/L CB","목내S/S 안산에너지T/L GIS 보통점검 및 전자변 교체","목내S/S 안산에너지T/L GIS 보통점검 및 전자변 교체","2023-05-15 09:00","2023-05-15 18:00","2023-05-15 09:00","2023-05-15 18:00","연속"]
[230,"경기","군포","서서울#2소래 T/L","안산 인정프린스 아파트 지장송전선로 지중화공사","[설치] 관형C/T 2기(C/T 5,C/T 7), 인클로징철탑2기(No.4,8) [철거] 기설No.4,5,6,7,8","2023-05-15 08:00","2023-05-20 17:00","2023-05-08 08:00","2023-05-13 17:00","연속"]
[231,"경기","군포","서서울#2서안양 T/L","안산 인정프린스 아파트 지장송전선로 지중화공사","[설치] 관형C/T 2기(C/T 5,C/T 7), 인클로징철탑2기(No.4,8) [철거] 기설No.4,5,6,7,8","2023-05-21 08:00","2023-06-04 10:00","2023-05-14 08:00","2023-05-18 13:00","연속"]
[232,"경기","군포","서서울S/S CB 6300","서서울S/S #6300 GIS 보통점검","서서울S/S #6300 GIS 보통점검","2023-05-12 09:00","2023-05-12 18:00","2023-05-13 09:00","2023-05-13 18:00","연속"]
[233,"경기","군포","서서울산본#2 T/L","서서울S/S 서서울-산본#2T/L GIS, LA 보통점검","서서울S/S 서서울-산본#2T/L GIS, LA 보통점검","2023-05-11 09:00","2023-05-11 17:00","2023-05-11 09:00","2023-05-11 17:00","연속"]
[234,"경기","군포","서서울S/S CB 6100","서서울S/S #6100 GIS 보통점검","서서울S/S #6100 GIS 보통점검","2023-05-12 14:00","2023-05-12 18:00","2023-05-12 14:00","2023-05-12 18:00","연속"]
[235,"경기","군포","서서울S/S CB 6200","서서울S/S #6200 GIS 보통점검","서서울S/S #6200 GIS 보통점검","2023-05-12 09:00","2023-05-12 14:00","2023-05-12 09:00","2023-05-12 14:00","연속"]
[236,"경기","군포","서안양소래 T/L","서안양S/S 154kV SW증설공사","서안양-LG유플러스#1,2T/L 신규수용공사","2023-05-02 09:00","2023-05-03 09:00","2023-05-02 09:00","2023-05-03 09:00","연속"]
[237,"경기","군포","서서울#2서안양 T/L","서안양S/S #3M.Tr 1차 GIS 정밀점검 무부하가압","서안양S/S #3M.Tr 1차 GIS 정밀점검 무부하가압","2023-05-09 09:00","2023-05-09 18:00","취소","취소","연속"]
[238,"경기","군포","반월시화#1 T/L","철탑추락방지장치(수평) 설치공사","반월-시화#2T/L GIS 정밀점검, 철탑추락방지장치(수평) 설치 : 11기","2023-05-22 07:00","2023-05-23 18:00","2023-05-22 07:00","2023-05-23 18:00","연속"]
[239,"경기","군포","반월시화#2 T/L","시화S/S 154kV 반월-시화#2T/L GIS 정밀점검","반월-시화#1T/L 무부하가압 선로 / 반월-시화#2T/L GIS 정밀점검 / GIS 주접점 이탈여부 정밀점검(효성) / 반월-시화#2T/L GIS 보통점검","2023-05-23 09:00","2023-05-25 18:00","2023-05-23 09:00","2023-05-25 18:00","연속"]
[240,"경기","군포","반월시화#1 T/L","시화S/S 154kV 반월-시화#2T/L GIS 정밀점검","시화S/S 154kV 반월-시화#2T/L GIS 정밀점검 무부하가압선로","2023-05-25 09:00","2023-05-25 18:00","2023-05-25 09:00","2023-05-25 18:00","연속"]
[241,"경기","군포","장덕마도 T/L","장덕S/S 170kV GIS 대체 및 증설공사","장덕S/S 170kV GIS 대체 및 증설공사관련 이격거리 확보 선로","2023-05-08 09:00","2023-05-12 18:00","2023-05-08 09:00","2023-05-12 18:00","연속"]
[242,"경기","군포","성곡중시화 T/L","345kV 신시화S/S 건설공사(중시화 170GIS 2CCT 증설)","O. 154kV 신시화-중시화#1,2T/L 무부하 가압 O. 신시화-중시화#1,2T/L 무부하 가압 무부하 가압용 선로","2023-05-17 10:00","2023-05-18 10:00","2023-05-17 10:00","2023-05-18 10:00","연속"]
[243,"경기","동부","곤지암S/S #61 BUS","23년 동부전력지사 170kV GIS 정밀점검","곤지암S/S 곤지암-율현#1T/L, 곤지암-이천#1T/L 정밀점검 후 무부하가압","2023-05-19 09:30","2023-05-19 14:00","취소","취소","연속"]
[244,"경기","동부","곤지암S/S #66 BUS","23년 동부전력지사 170kV GIS 정밀점검","곤지암S/S 곤지암-율현#1T/L, 곤지암-이천#1T/L 정밀점검 후 무부하가압","2023-05-19 14:00","2023-05-19 18:00","취소","취소","연속"]
[245,"경기","동부","곤지암이천#1 T/L","22-23 동부전력지사 송전협력회사 총액공사","수평 추락방지장치 설치 및 성능저하 지지애자 교체공사","2023-05-08 09:30","2023-05-19 18:00","2023-05-17 09:30","2023-05-24 18:00","연속"]
[246,"경기","동부","곤지암율현#1 T/L","22-23 동부전력지사 송전협력회사 총액공사","수평 추락방지장치 설치 및 성능저하 지지애자 교체공사","2023-05-08 09:30","2023-05-19 18:00","취소","취소","연속"]
[247,"경기","동부","곤지암이천#2 T/L","22-23 동부전력지사 송전협력회사 총액공사","수평 추락방지장치 설치 및 성능저하 지지애자 교체공사","2023-05-22 09:30","2023-06-02 18:00","2023-05-25 09:30","2023-06-02 18:00","연속"]
[248,"경기","동부","곤지암율현#2 T/L","22-23 동부전력지사 송전협력회사 총액공사","수평 추락방지장치 설치 및 성능저하 지지애자 교체공사","2023-05-22 09:30","2023-06-02 18:00","취소","취소","연속"]
[249,"경기","동부","초월성현#1 T/L","초월S/S 154kV #5M.Tr 증설공사","초월S/S 154kV #5M.Tr 증설 후 무부하 및 시험","2023-05-27 09:30","2023-05-28 18:00","2023-05-27 09:30","2023-05-28 18:00","연속"]
[250,"경기","동부","동판교판교열병합#1 T/L","23년 동부 변전협력총액공사","동판교:판교열병합#1T/L(보통) 순간압력상승계 설치","2023-05-22 09:30","2023-05-22 18:00","취소","취소","연속"]
[251,"경기","동부","서판교중원#2 T/L","23년 동부 변전협력총액공사","중원:서판교-중원#1T/L 서판교-중원#2T/L (보호반 성능개선","2023-05-12 14:00","2023-05-12 18:00","취소","취소","연속"]
[252,"경기","동부","서판교중원#1 T/L","23년 동부 변전협력총액공사","중원:서판교-중원#1T/L 서판교-중원#2T/L (보호반 성능개선","2023-05-12 09:30","2023-05-12 14:00","2023-05-12 09:30","2023-05-12 18:00","연속"]
[253,"경기","성남","남사S/S CB 6100","23년 성남전력 170, 362kV GIS 보통점검공사","- GIS 보통점검","2023-05-19 09:00","2023-05-19 18:00","2023-05-19 09:00","2023-05-19 18:00","연속"]
[254,"경기","성남","용인덕성#1 T/L","23년 성남전력지사 변전협력회사 총액공사","- GIS 하자점검","2023-05-31 09:00","2023-05-31 14:00","2023-05-31 09:00","2023-05-31 14:00","연속"]
[255,"경기","성남","용인덕성#2 T/L","23년 성남전력지사 변전협력회사 총액공사","- GIS 하자점검","2023-05-31 14:00","2023-05-31 18:00","2023-05-31 14:00","2023-05-31 18:00","연속"]
[256,"경기","성남","신갈수원열병합 T/L","효성제 170kV GIS 부품교체공사","- 스프링 메카니즘 부품교체","2023-05-03 09:00","2023-05-03 18:00","2023-05-03 09:00","2023-05-03 18:00","연속"]
[257,"경기","성남","기흥신갈#1 T/L","22-23년 경기직할 가공송전 협력회사 총액공사","철탑 추락방지장치 설치공사 및 애자교체 공사","2023-05-24 08:00","2023-05-24 18:00","2023-05-24 08:00","2023-05-24 18:00","매일"]
[258,"경기","성남","기흥신갈#2 T/L","22-23년 경기직할 가공송전 협력회사 총액공사","철탑 추락방지장치 설치공사 및 애자교체 공사","2023-05-23 08:00","2023-05-23 18:00","2023-05-23 08:00","2023-05-23 18:00","매일"]
[259,"경기","성남","신봉이의#1 T/L","154kV 신성남-신봉 등 8개T/L 추락방지장치 설치공사","병가선로 수직/수평 추락방지장치 설치, 주말/공휴일 제외","2023-05-18 07:00","2023-05-18 18:00","2023-05-18 07:00","2023-05-18 18:00","연속"]
[260,"경기","성남","신성남서판교#1 T/L","23년 성남전력 170kV GIS 정밀점검공사","- GIS 정밀점검","2023-05-02 09:00","2023-05-04 18:00","2023-05-02 09:00","2023-05-04 18:00","연속"]
[261,"경기","성남","신수원S/S SEC CB 66670","23년 성남전력지사 변전협력회사 총액공사","- 62-67 모선보호반 대체공사","2023-05-15 09:00","2023-05-19 18:00","2023-05-15 09:00","2023-05-19 18:00","연속"]
[262,"경기","성남","신수원S/S CB 6300","23년 성남전력지사 변전협력회사 총액공사","- 62-67 모선보호반 대체공사","2023-05-15 09:00","2023-05-19 18:00","2023-05-15 09:00","2023-05-19 18:00","연속"]
[263,"경기","성남","신수원S/S SEC CB 61620","23년 성남전력지사 변전협력회사 총액공사","- 62-67 모선보호반 대체공사","2023-05-15 09:00","2023-05-19 18:00","2023-05-15 09:00","2023-05-19 18:00","연속"]
[264,"경기","성남","신수원화성열병#1 T/L","22-23 성남전력 변전협력회사 총액공사","- T/L 보호반 대체","2023-05-30 09:00","2023-06-02 18:00","2023-05-30 09:00","2023-06-02 18:00","연속"]
[265,"경기","성남","신수원S/S CB 6200","GIS 메카니즘부 분해 점검","- GIS 메카니즘 세부 점검 및 개폐타임 측정","2023-05-22 09:00","2023-05-22 18:00","2023-05-22 09:00","2023-05-22 18:00","연속"]
[266,"경기","성남","신용인기흥#1 T/L","22-23년 경기직할 가공송전 협력회사 총액공사","철탑 추락방지장치 설치공사(휴전)","2023-05-22 08:00","2023-05-22 14:00","2023-05-10 08:00","2023-05-10 14:00","매일"]
[267,"경기","성남","신용인기흥#2 T/L","22-23년 경기직할 가공송전 협력회사 총액공사","철탑 추락방지장치 설치공사(휴전)","2023-05-22 14:00","2023-05-22 18:00","2023-05-10 14:00","2023-05-10 18:00","매일"]
[268,"경기","성남","신용인동백#1 T/L","22-23년 경기직할 가공송전 협력회사 총액공사","철탑 추락방지장치 설치공사(휴전)","2023-05-17 08:00","2023-05-17 14:00","2023-05-09 08:00","2023-05-09 14:00","매일"]
[269,"경기","성남","신용인동백#2 T/L","22-23년 경기직할 가공송전 협력회사 총액공사","철탑 추락방지장치 설치공사(휴전)","2023-05-17 14:00","2023-05-17 18:00","2023-05-09 14:00","2023-05-09 18:00","매일"]
[270,"경기","직할","관양평촌#1 T/L","154kV 관양S/S #4M.Tr용 GIS 설치공사(무부하용)","154kV 관양S/S #4M.Tr용 GIS 설치공사 - #4M.Tr 1차 설치 관련 #1BUS측 무부하","2023-05-11 17:00","2023-05-12 17:00","2023-05-11 17:00","2023-05-12 17:00","연속"]
[271,"경기","직할","관양평촌#2 T/L","154kV 관양S/S #4M.Tr용 GIS 설치공사(무부하용)","154kV 관양S/S #4M.Tr용 GIS 설치공사 - #4M.Tr 1차 설치 관련 #2BUS측 무부하","2023-05-15 17:00","2023-05-16 17:00","2023-05-19 17:00","2023-05-20 17:00","연속"]
[272,"경기","직할","과천동안양#2 T/L","철탑추락방지시설(수평) 설치공사","철탑추락방지시설(수평) 설치 : 4기","2023-05-30 12:00","2023-05-30 18:00","2023-05-30 12:00","2023-05-30 18:00","연속"]
[273,"경기","직할","남수원발안#2 T/L","22-23년 경기직할 가공송전 협력회사 총액공사","철탑 추락방지장치 설치공사(휴전)","2023-05-19 08:00","2023-05-19 18:00","2023-05-12 08:00","2023-05-12 18:00","매일"]
[274,"경기","직할","남수원발안#1 T/L","22-23년 경기직할 가공송전 협력회사 총액공사","철탑 추락방지장치 설치공사(휴전)","2023-05-18 08:00","2023-05-18 18:00","2023-05-11 08:00","2023-05-11 18:00","매일"]
[275,"경기","직할","서수원율전#1 T/L","154kV 신성남-신봉 등 8개T/L 추락방지장치 설치공사","병가선로 수직/수평 추락방지장치 설치, 주말/공휴일 제외","2023-05-19 07:00","2023-05-19 18:00","2023-05-31 07:00","2023-05-31 18:00","연속"]
[276,"경기","직할","서수원율전#2 T/L","154kV 신성남-신봉 등 8개T/L 추락방지장치 설치공사","병가선로 수직/수평 추락방지장치 설치, 주말/공휴일 제외","2023-05-22 07:00","2023-05-22 18:00","2023-05-22 07:00","2023-05-22 18:00","연속"]
[277,"경기","직할","이의S/S #1 BUS","2023년 직할 154kV GIS 정밀점검공사","이의S/S 이의-열병합#2T/L GIS 정밀점검 - #1DS측 점검 및 무부하가압","2023-05-31 09:00","2023-06-01 14:00","2023-05-31 09:00","2023-06-01 14:00","연속"]
[278,"경기","직할","이의S/S #1 BUS","2023년 직할 154kV GIS 정밀점검공사","이의S/S #1M.Tr 1차 GIS 정밀점검 - #1DS측 점검 및 무부하가압","2023-05-08 09:00","2023-05-09 14:00","2023-05-08 09:00","2023-05-09 14:00","연속"]
[279,"경기","직할","이의광교열병합#2 T/L","2023년 직할 154kV GIS 정밀점검공사","이의S/S 이의-열병합#2T/L GIS 정밀점검","2023-05-31 09:00","2023-06-02 18:00","2023-05-25 09:00","2023-06-07 14:00","연속"]
[280,"경기","직할","이의S/S #1 BUS","2023년 직할 154kV GIS 정밀점검공사","이의S/S #2M.Tr 1차 GIS 정밀점검 - #1DS측 점검 및 무부하가압","2023-05-15 09:00","2023-05-16 14:00","2023-05-15 09:00","2023-05-16 14:00","연속"]
[281,"경기","직할","이의S/S CB 6100","2023년 직할 154kV GIS 정밀점검공사","이의S/S #1-#2 BUSTIE GIS 정밀점검","2023-05-11 09:00","2023-05-13 18:00","2023-05-11 09:00","2023-05-13 18:00","연속"]
[282,"경기","직할","이의S/S #1 BUS","2023년 직할 154kV GIS 정밀점검공사","이의S/S #1-#2 BUSTIE GIS 정밀점검 - #1DS측 점검 및 무부하가압","2023-05-11 09:00","2023-05-12 14:00","2023-05-11 09:00","2023-05-12 14:00","연속"]
[283,"경기","직할","이의S/S #2 BUS","2023년 직할 154kV GIS 정밀점검공사","이의S/S #2M.Tr 1차 GIS 정밀점검 - #2DS측 점검 및 무부하가압","2023-05-16 14:00","2023-05-17 18:00","2023-05-16 14:00","2023-05-17 18:00","연속"]
[284,"경기","직할","이의S/S #2 BUS","2023년 직할 154kV GIS 정밀점검공사","이의S/S 신봉-이의#2T/L GIS 정밀점검 - #2DS측 점검 및 무부하가압","2023-05-03 14:00","2023-05-04 18:00","2023-05-03 14:00","2023-05-04 18:00","연속"]
[285,"경기","직할","이의우만#1 T/L","2023년 직할 154kV GIS 정밀점검공사","이의S/S #1-#2 BUSTIE GIS 정밀점검 - 6100 GIS #1,2DS측 무부하가압","2023-05-12 09:00","2023-05-13 18:00","취소","취소","연속"]
[286,"경기","직할","이의S/S #2 BUS","2023년 직할 154kV GIS 정밀점검공사","이의S/S #1-#2 BUSTIE GIS 정밀점검 - #2DS측 점검","2023-05-12 14:00","2023-05-13 18:00","2023-05-12 14:00","2023-05-13 18:00","연속"]
[287,"경기","직할","이의S/S #2 BUS","2023년 직할 154kV GIS 정밀점검공사","이의S/S #1M.Tr 1차 GIS 정밀점검 - #2DS측 점검 및 무부하가압","2023-05-09 14:00","2023-05-10 18:00","2023-05-09 14:00","2023-05-10 18:00","연속"]
[288,"경기","직할","신봉이의#2 T/L","2023년 직할 154kV GIS 정밀점검공사","이의S/S 신봉-이의#2T/L GIS 정밀점검","2023-05-02 09:00","2023-05-04 18:00","2023-05-02 09:00","2023-05-04 18:00","연속"]
[289,"경기","직할","이의S/S #1 BUS","2023년 직할 154kV GIS 정밀점검공사","이의S/S 신봉-이의#2T/L GIS 정밀점검 - #1DS측 점검 및 무부하가압","2023-05-02 09:00","2023-05-03 14:00","2023-05-02 09:00","2023-05-03 14:00","연속"]
[290,"경기","직할","관양평촌#1 T/L","2023년 직할 154kV GIS 정밀점검공사","평촌S/S 관양-평촌#1T/L GIS 정밀점검","2023-05-23 09:00","2023-05-24 18:00","2023-05-23 09:00","2023-05-24 18:00","연속"]
[291,"경기","직할","관양평촌#2 T/L","2023년 직할 154kV GIS 정밀점검공사","평촌S/S 관양-평촌#2T/L GIS 정밀점검","2023-05-25 09:00","2023-05-26 18:00","2023-05-25 09:00","2023-05-26 18:00","연속"]
[292,"경기","직할","평촌안양2CC#1 T/L","2023년 직할 154kV GIS 정밀점검공사","평촌S/S 평촌-안양열병합#1T/L GIS 정밀점검 안양C/C 평촌-안양열병합#1T/L GIS 보통점검","2023-05-29 09:00","2023-05-30 18:00","2023-05-29 09:00","2023-05-30 18:00","연속"]
[293,"경기","직할","화성장덕 T/L","철탑추락방지장치(수평) 설치공사","철탑추락방지장치(수평) 설치 : 31기","2023-05-14 07:00","2023-05-17 18:00","취소","취소","연속"]
[294,"경기","평택","고덕평택#1 T/L","345kV 고덕2S/S 건설공사","154kV 고덕-평택 #1T/L 인출변경","2023-05-24 09:00","2023-06-23 18:00","2023-05-25 18:00","2023-06-23 18:00","연속"]
[295,"경기","평택","원정평택TP#2 T/L","2023년 평택전력지사 170kV GIS 정밀점검공사","원정S/S 원정-평택TP#2T/L GIS 정밀점검","2023-05-31 09:00","2023-06-01 18:00","취소","취소","연속"]
[296,"경기","평택","원정만호#1 T/L","2023년 평택전력지사 170kV GIS 정밀점검공사","원정S/S 6100 BUSTIE GIS 무부하가압","2023-05-26 14:00","2023-05-26 18:00","취소","취소","연속"]
[297,"경기","평택","원정평택TP#1 T/L","2023년 평택전력지사 170kV GIS 정밀점검공사","원정S/S 원정-평택TP#1T/L GIS 정밀점검","2023-05-29 09:00","2023-05-30 18:00","취소","취소","연속"]
[298,"경기","평택","평택오성CC#1 T/L","2023년 평택전력지사 170kV GIS 정밀점검공사","평택S/S 평택-오성복합#1T/L GIS 정밀점검","2023-05-27 09:00","2023-05-28 18:00","취소","취소","연속"]
[299,"강원","강릉","영동T/P #2 BUS","영동화력S/Y 170kV 장기사용 GIS 대체공사","- 154kV 6433, (운휴)B/T, 북평-영동TP #2T/L GIS 상부BUS #2DS, PT 철거, #2BUS GIS 고깔설치 - 5/19~21 #2Bus 시험가압","2023-05-15 08:00","2023-05-22 08:00","취소","취소","연속"]
[300,"강원","강릉","영동T/P #1 M.Tr 1차 CB","강릉전력지사 170kV GIS 정밀점검","170kV GIS 정밀점검","2023-05-22 09:00","2023-05-26 18:00","취소","취소","연속"]
[301,"강원","강릉","영동T/P #1 SU Tr 1차 CB","강릉전력지사 170kV GIS 정밀점검","170kV GIS 정밀점검","2023-05-22 09:00","2023-05-26 18:00","취소","취소","연속"]
[302,"강원","강릉","영동T/P #2 BUS","영동화력S/Y 170kV 장기사용 GIS 대체공사","- 154kV 6433 GIS GIB 철거, #2DS, 상부BUS 설치 - 6/12~13 #2Bus 시험가압","2023-05-31 08:00","2023-06-13 08:00","취소","취소","연속"]
[303,"강원","강릉","영동T/P #1 BUS","영동화력S/Y 170kV 장기사용 GIS 대체공사","- 154kV 6433, (운휴)B/T, 북평-영동TP #2T/L GIS #1DS, 본체 , PT 철거, #1DS, 본체 GIS 설치 - 5/30~31 #1Bus 시험가압","2023-05-22 08:00","2023-05-31 08:00","취소","취소","연속"]
[304,"강원","강릉","신제천주진#2 T/L","2023년 변전협력총액공사 170kV GIS 보통점검","- 170kV GIS 보통점검, 기타기기 점검(피뢰기)","2023-05-11 10:00","2023-05-11 18:00","2023-05-11 10:00","2023-05-11 18:00","연속"]
[305,"강원","강릉","주진평창#2 T/L","2023년 변전협력총액공사 170kV GIS 보통점검","- 170kV GIS 보통점검, 기타기기 점검(피뢰기)","2023-05-09 10:00","2023-05-09 18:00","2023-05-09 10:00","2023-05-09 18:00","연속"]
[306,"강원","강릉","신제천주진#1 T/L","2023년 변전협력총액공사 170kV GIS 보통점검","- 170kV GIS 보통점검, 기타기기 점검(피뢰기)","2023-05-10 10:00","2023-05-10 18:00","2023-05-10 10:00","2023-05-10 18:00","연속"]
[307,"강원","강릉","주진둔내#2 T/L","345kV 동해 등 5개 T/L 추락방지장치 설치공사","수평 추락방지장치 설치","2023-05-27 07:30","2023-05-31 18:00","취소","취소","매일"]
[308,"강원","동해","동해이원#2 T/L","2023년 154kV 이원변전소 외장재 교체공사","외장재 교체공사 시행","2023-05-22 09:00","2023-06-04 18:00","2023-05-22 09:00","2023-06-04 18:00","연속"]
[309,"강원","동해","동해이원#1 T/L","2023년 154kV 이원변전소 외장재 교체공사","외장재 교체공사 시행","2023-05-22 09:00","2023-05-26 18:00","2023-05-22 09:00","2023-05-26 18:00","연속"]
[310,"강원","동해","이원삼척 T/L","2023년 154kV 이원변전소 외장재 교체공사","외장재 교체공사 시행","2023-05-29 09:00","2023-06-04 18:00","2023-05-29 09:00","2023-06-04 18:00","연속"]
[311,"강원","원주","신제천남원주#1 T/L","'22~23년 원주전력지사 가공송전협력회사 총액공사","○ 불량애자 교체공사 ○ 폴리머애자 설치공사","2023-05-22 09:00","2023-05-26 18:00","취소","취소","매일"]
[312,"강원","원주","남원주원주#2 T/L","'22~23년 원주전력지사 가공송전협력회사 총액공사","○ 추락방지 설치공사 : 수평 30기 ○ 피뢰기설치공사 : 31기 ○ 폴리머애자 설치공사 : 1기","2023-05-04 07:00","2023-05-07 18:00","취소","취소","매일"]
[313,"강원","원주","남원주원주#1 T/L","'22~23년 원주전력지사 가공송전협력회사 총액공사","○ 추락방지 설치공사 : 수평 30기","2023-05-01 07:00","2023-05-03 18:00","취소","취소","매일"]
[314,"강원","원주","신제천남원주#2 T/L","'22~23년 원주전력지사 가공송전협력회사 총액공사","○ 불량애자 교체공사 ○ 폴리머애자 설치공사","2023-05-15 07:00","2023-05-19 18:00","취소","취소","매일"]
[315,"강원","원주","원주북원주#2 T/L","'22~23년 원주전력지사 가공송전협력회사 총액공사","○ 추락방지장치 설치공사 (수평 11기)","2023-05-24 07:00","2023-05-25 18:00","2023-05-24 07:00","2023-05-25 18:00","매일"]
[316,"강원","원주","북원주횡성#1 T/L","2023년 원주전력지사 가공송전선로 순시점검 위탁공사","154kV 북원주-횡성T/L No.22~32 지장수목벌채","2023-05-22 08:00","2023-05-25 16:00","2023-05-22 08:00","2023-05-25 16:00","매일"]
[317,"강원","원주","원주북원주#1 T/L","'22~23년 원주전력지사 가공송전협력회사 총액공사","○ 추락방지장치 설치공사 (수평 11기)","2023-05-22 07:00","2023-05-23 18:00","2023-05-22 07:00","2023-05-23 18:00","매일"]
[318,"강원","원주","홍천상남#2 T/L","345kV 동해 등 5개 T/L 추락방지장치 설치공사","수평 추락방지장치 설치","2023-05-12 07:30","2023-05-21 18:00","2023-05-27 07:00","2023-06-05 18:00","매일"]
[319,"강원","원주","상남인제#1 T/L","2023년 원주전력지사 변전협력회사 총액공사","GIS, 피뢰기 보통점검","2023-05-25 10:00","2023-05-25 18:00","2023-05-25 10:00","2023-05-25 18:00","연속"]
[320,"강원","원주","홍천상남#1 T/L","345kV 동해 등 5개 T/L 추락방지장치 설치공사","수평 추락방지장치 설치","2023-05-02 07:30","2023-05-11 18:00","2023-05-15 07:00","2023-05-26 18:00","매일"]
[321,"강원","원주","원주서원주#1 T/L","2023년 원주전력지사 변전협력회사 총액공사","GIS 보통점검","2023-05-15 10:00","2023-05-15 18:00","취소","취소","연속"]
[322,"강원","원주","원주서원주#2 T/L","2023년 원주전력지사 변전협력회사 총액공사","GIS 보통점검","2023-05-16 10:00","2023-05-16 18:00","취소","취소","연속"]
[323,"강원","원주","홍천소양강HP T/L","2023년 원주전력지사 변전협력회사 총액공사","GIS보통점검, 피뢰기,CVT 초기점검","2023-05-03 10:00","2023-05-03 18:00","2023-05-03 10:00","2023-05-03 18:00","연속"]
[324,"강원","원주","홍천남춘천 T/L","2023년 원주전력지사 변전협력회사 총액공사","GIS보통점검, 피뢰기 교체","2023-05-02 10:00","2023-05-02 18:00","2023-05-02 10:00","2023-05-02 18:00","연속"]
[325,"강원","직할","인제양구#2 T/L","154kV 상제 등 3개 T/L 추락방지장치 설치공사","154kV 양구 T/L 철탑 추락방지장치 설치","2023-05-08 07:00","2023-05-24 18:00","2023-05-08 07:00","2023-05-24 18:00","매일"]
[326,"강원","직할","간성인제#1 T/L","2022~2023년 강원직할 가공송전협력회사 총액공사","추락방지장치 설치 및 아킹혼 철거","2023-05-15 08:00","2023-05-23 18:00","2023-05-15 08:00","2023-05-23 18:00","연속"]
[327,"강원","직할","상남인제#2 T/L","154kV 상제 등 3개 T/L 추락방지장치 설치공사","154kV 양구 T/L 철탑 추락방지장치 설치","2023-05-22 07:00","2023-05-24 18:00","2023-05-22 07:00","2023-05-24 18:00","매일"]
[328,"강원","직할","철원화천#2 T/L","2023년 가공송전 순시점검 위탁공사","154kV 철원화천 T/L 정밀점검","2023-05-22 08:00","2023-06-02 18:00","2023-05-22 08:00","2023-06-02 18:00","연속"]
[329,"강원","직할","철원화천#1 T/L","2023년 가공송전 순시점검 위탁공사","154kV 철원화천 T/L 정밀점검","2023-05-08 08:00","2023-05-19 18:00","2023-05-08 09:00","2023-05-08 18:00","연속"]
[330,"강원","직할","화천화천HP#1 T/L","2023년 가공송전 순시점검 위탁공사","154kV 철원화천 T/L 정밀점검","2023-05-18 08:00","2023-05-19 18:00","2023-05-18 08:00","2023-05-19 18:00","매일"]
[331,"강원","태백","동해동영월 T/L","2023년 가공송전 순시점검 위탁공사","154kV 영월화력T/L 송전선로 정밀점검","2023-05-18 09:00","2023-05-23 18:00","2023-05-18 09:00","2023-05-23 18:00","연속"]
[332,"강원","태백","정선영월CC T/L","2023년 가공송전 순시점검 위탁공사","154kV 영월화력T/L 송전선로 정밀점검","2023-05-24 09:00","2023-06-02 18:00","2023-05-24 09:00","2023-06-02 18:00","연속"]
[333,"강원","태백","동영월영월CC T/L","2023년 가공송전 순시점검 위탁공사","154kV 영월화력T/L 송전선로 정밀점검","2023-05-15 09:00","2023-05-17 18:00","2023-05-15 09:00","2023-05-17 18:00","연속"]
[334,"충북","직할","삼죽광혜원 T/L","광혜원S/S 154kV 장기사용 GIS 대체공사","154kV 삼죽-광혜원T/L ↔ 154kV 서운-광혜원T/L 간 임시회로 구성 원복","2023-05-28 10:00","2023-05-28 18:00","2023-05-28 10:00","2023-05-28 18:00","연속"]
[335,"충북","직할","삼죽광혜원 T/L","광혜원S/S 154kV 장기사용 GIS 대체공사","154kV 삼죽-광혜원T/L ↔ 154kV 서운-광혜원T/L 간 임시회로 구성","2023-05-10 10:00","2023-05-10 18:00","2023-05-10 10:00","2023-05-10 18:00","연속"]
[336,"충북","직할","서운광혜원 T/L","광혜원S/S 154kV 장기사용 GIS 대체공사","154kV 삼죽-광혜원T/L ↔ 154kV 서운-광혜원T/L 간 임시회로 구성","2023-05-08 10:00","2023-05-28 18:00","2023-05-08 10:00","2023-05-28 18:00","연속"]
[337,"충북","직할","삼죽광혜원 T/L","광혜원S/S 154kV 장기사용 GIS 대체공사","154kV 삼죽-광혜원T/L ↔ 154kV 서운-광혜원T/L 간 임시회로 구성 원복","2023-05-05 10:00","2023-05-07 18:00","2023-05-05 10:00","2023-05-07 18:00","연속"]
[338,"충북","직할","신진천S/S CB 6200","23년 상반기 충북직할 154kV GIS 정밀점검 공사","신진천변전소 154kV #61-66(6200) B/T 정밀점검","2023-05-08 09:00","2023-05-10 18:00","취소","취소","연속"]
[339,"충북","직할","신진천진천#1 T/L","23년 상반기 충북직할 154kV GIS 정밀점검 공사","신진천변전소 154kV 신진천-진천#1T/L 정밀점검","2023-05-27 09:00","2023-05-29 18:00","취소","취소","연속"]
[340,"충북","직할","진천S/S SEC CB 60610","22-23년 충북직할 변전협력회사 총액공사","진천변전소 154kV #60-61SEC GIS 보통점검","2023-05-11 09:00","2023-05-11 18:00","2023-05-03 09:00","2023-05-03 18:00","연속"]
[341,"충북","직할","진천S/S SEC CB 65660","22-23년 충북직할 변전협력회사 총액공사","진천변전소 154kV #65-66SEC GIS 보통점검","2023-05-12 09:00","2023-05-12 18:00","2023-05-04 09:00","2023-05-04 18:00","연속"]
[342,"충북","직할","진천S/S CB 6200","22-23년 충북직할 변전협력회사 총액공사","진천변전소 154kV #61-66BUSTIE GIS 보통점검","2023-05-10 09:00","2023-05-10 18:00","2023-05-10 09:00","2023-05-10 18:00","연속"]
[343,"충북","직할","진천광혜원#2 T/L","'22-23년 충북직할 변전협력회사 총액공사","진천변전소 154kV 진천-광혜원 #2T/L 가스주입구 분리공사 및 LA 대체","2023-05-09 09:00","2023-05-09 18:00","취소","취소","연속"]
[344,"충북","청주","국사봉명#2 T/L","22-23년 청주전력 변전협력회사 총액공사","170kV GIS 보통점검","2023-05-12 09:00","2023-05-12 18:00","2023-05-12 09:00","2023-05-12 18:00","연속"]
[345,"충북","청주","국사봉명#1 T/L","22-23년 청주전력 변전협력회사 총액공사","170kV GIS 보통점검","2023-05-11 09:00","2023-05-11 18:00","2023-05-11 09:00","2023-05-11 18:00","연속"]
[346,"충북","청주","남청주S/S #65 BUS","남청주S/S 154kV 장기사용 GIS 대체공사 (1차)","65-66 BUS SEC GIS 교체","2023-05-24 14:00","2023-05-26 18:00","2023-05-29 14:00","2023-05-31 18:00","연속"]
[347,"충북","청주","남청주S/S SEC CB 65660","남청주S/S 154kV 장기사용 GIS 대체공사 (1차)","65-66 BUS SEC GIS 교체","2023-05-17 09:00","2023-05-26 18:00","2023-05-22 09:00","2023-05-31 18:00","연속"]
[348,"충북","청주","남청주S/S #61 BUS","남청주S/S 154kV 장기사용 GIS 대체공사 (2차)","60-61 BUS SEC GIS 교체","2023-05-30 09:00","2023-06-05 14:00","2023-06-04 09:00","2023-06-09 14:00","연속"]
[349,"충북","청주","남청주S/S SEC CB 60610","남청주S/S 154kV 장기사용 GIS 대체공사 (2차)","60-61 BUS SEC GIS 교체","2023-05-29 09:00","2023-06-07 18:00","2023-06-03 09:00","2023-06-11 18:00","연속"]
[350,"충북","청주","남청주S/S #66 BUS","남청주S/S 154kV 장기사용 GIS 대체공사 (1차)","65-66 BUS SEC GIS 교체","2023-05-18 09:00","2023-05-24 14:00","2023-05-23 09:00","2023-05-29 14:00","연속"]
[351,"충북","청주","남청주S/S #60 BUS","남청주S/S 154kV 장기사용 GIS 대체공사 (2차)","60-61 BUS SEC GIS 교체","2023-05-29 09:00","2023-05-30 09:00","2023-06-03 09:00","2023-06-04 18:00","연속"]
[352,"충북","청주","화동보은 T/L","2022-2023년 청주전력 협력회사 총액공사","154kV 보은분기T/L(화동-보은) 추락방지수평 5기 설치","2023-05-20 09:00","2023-05-20 18:00","2023-05-20 09:00","2023-05-20 18:00","매일"]
[353,"충북","청주","율량봉명#1 T/L","23년 청주전력지사 170kV GIS 정밀점검","봉명S/S 봉명-율량#1T/L GIS 정밀점검","2023-05-02 09:00","2023-05-04 18:00","2023-05-02 09:00","2023-05-04 18:00","연속"]
[354,"충북","청주","북오송전의#1 T/L","154kV 북오송분기T/L 초기점검","2023년 가공송전 순시점검 위탁공사 154kV 북오송분기T/L No.1~19 초기점검","2023-05-15 09:00","2023-05-19 18:00","2023-05-15 09:00","2023-05-19 18:00","매일"]
[355,"충북","청주","동천안북오송#1 T/L","154kV 북오송분기T/L 초기점검","2023년 가공송전 순시점검 위탁공사 154kV 북오송분기T/L No.1~19 초기점검","2023-05-15 09:00","2023-05-19 18:00","2023-05-15 09:00","2023-05-19 18:00","매일"]
[356,"충북","청주","북오송전의#2 T/L","154kV 북오송분기T/L 초기점검","2023년 가공송전 순시점검 위탁공사 154kV 북오송분기T/L No.1~19 초기점검","2023-05-22 09:00","2023-05-26 18:00","2023-05-22 09:00","2023-05-26 18:00","매일"]
[357,"충북","청주","동천안북오송#2 T/L","154kV 북오송분기T/L 초기점검","2023년 가공송전 순시점검 위탁공사 154kV 북오송분기T/L No.1~19 초기점검","2023-05-22 09:00","2023-05-26 18:00","2023-05-22 09:00","2023-05-26 18:00","매일"]
[358,"충북","청주","서청주사직#1 T/L","23년 청주전력지사 170kV GIS 정밀점검","사직S/S 서청주-사직#1T/L GIS CB부 정밀점검","2023-05-13 09:00","2023-05-14 18:00","취소","취소","연속"]
[359,"충북","청주","서청주사직#1 T/L","23년 청주전력지사 170GIS 정밀점검","서청주-사직#1T/L GIS CB 정밀점검","2023-05-20 09:00","2023-05-21 18:00","2023-05-20 09:00","2023-05-21 18:00","연속"]
[360,"충북","청주","서청주사직#2 T/L","대한전선제 열경화공법 EBG 보강공사","서청주S/S, 사직S/S 154kV 서청주-사직T/L EBG 보강공사","2023-05-27 09:00","2023-05-28 18:00","취소","취소","연속"]
[361,"충북","청주","화동영동 T/L","2022-2023년 청주전력 협력회사 총액공사","154kV 화동T/L(화동-영동) 추락방지수평 48기 설치 154kV 영동분기T/L(화동-영동) 추락방지수평 61기 설치, 폴리머지지애자 1기 교체","2023-05-21 09:00","2023-05-26 18:00","2023-05-21 09:00","2023-05-26 18:00","매일"]
[362,"충북","청주","신진천오창#1 T/L","154kV 문백-오창 송전선로 건설공사","신진천-오창T/L No.22호 인근 가선로 구성","2023-05-05 07:00","2023-05-07 18:00","2023-05-05 08:00","2023-05-07 17:00","연속"]
[363,"충북","청주","신진천오창#2 T/L","154kV 문백-오창 송전선로 건설공사","신진천-오창T/L No.22호 인근 가선로 구성","2023-05-08 07:00","2023-05-10 18:00","취소","취소","연속"]
[364,"충북","청주","신진천오창#1 T/L","154kV 문백-오창 송전선로 건설공사","신진천-오창T/L No.22호 인근 가선로 구성","2023-05-11 07:00","2023-05-13 18:00","취소","취소","연속"]
[365,"충북","청주","옥천보은 T/L","2022-2023년 청주전력 협력회사 총액공사","154kV 화동T/L(옥천-보은) 추락방지수평 43기 설치, 아킹혼 8기 설치, 폴리머지지애자 6기 교체, 피뢰기 1기 교체 154kV 보은분기T/L(옥천-보은) 추락방지수평 29기설치, 아킹혼 17기 설치, 폴리머지지애자 4기 교체","2023-05-08 09:00","2023-05-13 18:00","2023-05-08 09:00","2023-05-13 18:00","매일"]
[366,"충북","청주","옥천영동 T/L","2022-2023년 청주전력 협력회사 총액공사","154kV 화동T/L(옥천-영동) 추락방지수평 43기 설치, 폴리머지지애자 2기 교체 154kV 영동분기T/L(옥천-보은) 추락방지수평 61기설치,폴리머지지애자 1기 교체","2023-05-14 09:00","2023-05-19 18:00","2023-05-14 09:00","2023-05-19 18:00","매일"]
[367,"충북","청주","남청주죽림#2 T/L","23년 청주전력 170kV GIS 정밀점검","남청주-죽림#2T/L GIS 정밀점검","2023-05-15 09:00","2023-05-16 18:00","2023-05-15 09:00","2023-05-16 18:00","연속"]
[368,"충북","충주","감곡가남#2 T/L","2022~2023년 충북본부 직할 송전협력회사 총액공사","추락방지장치 설치 154kV감곡-가남#2 T/L No.4 ~ 22","2023-05-06 07:30","2023-05-07 18:00","취소","취소","매일"]
[369,"충북","충주","금왕남음성#1 T/L","2022~2023년 충북본부 직할 송전협력회사 총액공사","추락방지장치 설치 154kV 금왕남음성#1 T/L No.1~42","2023-05-24 07:30","2023-05-28 18:00","취소","취소","매일"]
[370,"충북","충주","금왕남음성#2 T/L","2022~2023년 충북본부 직할 송전협력회사 총액공사","추락방지장치 설치 154kV금왕남음성#2 T/L No.1~42","2023-05-17 07:30","2023-05-21 18:00","취소","취소","매일"]
[371,"충북","충주","남음성덕산#1 T/L","2022~2023년 충북본부 직할 송전협력회사 총액공사","추락방지장치 설치 154kV 남음성덕산#1 T/L No.1~21","2023-05-28 07:30","2023-05-30 18:00","취소","취소","매일"]
[372,"충북","충주","남음성덕산#2 T/L","2022~2023년 충북본부 직할 송전협력회사 총액공사","추락방지장치 설치 154kV 남음성덕산#2 T/L No.1~21","2023-05-21 07:30","2023-05-23 18:00","취소","취소","매일"]
[373,"충북","충주","점촌단양 T/L","345kV 신제천-신충주 등 6개 T/L 송전피뢰기 설치공사","154kV 점촌-단양 T/L No.1~45 송전피뢰기 설치공사","2023-05-27 07:00","2023-05-31 18:00","취소","취소","매일"]
[374,"충북","충주","신제천남원주#1 T/L","22-23년 충주전력지사 변전정비총액공사","신제천S/S 신제천-남원주#1T/L GIS 보통점검","2023-05-09 10:00","2023-05-09 18:00","취소","취소","연속"]
[375,"충북","충주","음성금왕#1 T/L","2022~2023년 충북본부 직할 송전협력회사 총액공사","추락방지장치 설치 154kV음성금왕#1 T/L No.8~65","2023-05-15 07:30","2023-05-20 18:00","취소","취소","매일"]
[376,"충북","충주","음성괴산 T/L","음성 천연가스 발전소 154kV 송전선로 건설공사(동서발전 시행)","- 가선로 구성을 위한 휴전(가철탑 6기 구성)","2023-05-31 09:00","2023-06-05 18:00","2023-05-31 09:00","2023-06-05 18:00","연속"]
[377,"충북","충주","음성금왕#2 T/L","2022~2023년 충북본부 직할 송전협력회사 총액공사","추락방지장치 설치 154kV 음성금왕#2 T/L No.7~65","2023-05-24 07:30","2023-05-27 18:00","취소","취소","매일"]
[378,"충북","충주","풍동음성#1 T/L","음성 천연가스 발전소 154kV 송전선로 건설공사(동서발전 시행)","- 가선로 구성을 위한 휴전(가철탑 6기 구성)","2023-05-31 09:00","2023-06-05 18:00","2023-05-31 09:00","2023-06-05 18:00","연속"]
[379,"충북","청주","남청주S/S #65 BUS","남청주S/S 154kV 장기사용 GIS 대체공사 (1차)","65-66 BUS SEC GIS 교체","2023-05-17 09:00","2023-05-18 09:00","2023-05-22 09:00","2023-05-23 18:00","연속"]
[380,"대전세종충남","대전","신옥천남대전#4 T/L","[송전] 345kV 신옥천-청양 등 7개T/L 추락방지장치 설치공사","[송전] 154kV 신옥천-남대전T/L 추락방지장치 설치공사","2023-05-15 08:00","2023-05-26 18:00","2023-05-15 08:00","2023-05-26 18:00","매일"]
[381,"대전세종충남","대전","신옥천남대전#1 T/L","[송전] 345kV 신옥천-청양 등 7개T/L 추락방지장치 설치공사","[송전] 154kV 신옥천-남대전T/L 추락방지장치 설치공사","2023-05-02 08:00","2023-05-12 18:00","2023-05-02 08:00","2023-05-12 18:00","매일"]
[382,"대전세종충남","대전","논산은진#1 T/L","[4월 취소시]논산S/S 170kV GIS 보통점검(논산-은진#1)","논산S/S 170kV GIS 보통점검(논산-은진#1)","2023-05-15 09:00","2023-05-15 18:00","취소","취소","연속"]
[383,"대전세종충남","대전","논산은진#2 T/L","[4월 취소시]논산S/S 170kV GIS 보통점검(논산-은진#2)","논산S/S 170kV GIS 보통점검(논산-은진#2)","2023-05-16 09:00","2023-05-16 18:00","취소","취소","연속"]
[384,"대전세종충남","대전","팔봉두마#1 T/L","[송전] 154kV 팔봉-두마#1T/L 정밀점검","[송전] 154kV 팔봉-두마#1T/L 정밀점검","2023-05-08 08:00","2023-05-12 18:00","취소","취소","매일"]
[385,"대전세종충남","대전","신흥동대전#3 T/L","[4월 취소시]신흥S/S 170kV GIS 보통점검(신흥-동대전#3)","신흥S/S 170kV GIS 보통점검(신흥-동대전#3)","2023-05-24 09:00","2023-05-24 18:00","취소","취소","연속"]
[386,"대전세종충남","대전","신흥동대전#2 T/L","[4월 취소시]신흥S/S 170kV GIS 보통점검(신흥-동대전#2)","신흥S/S 170kV GIS 보통점검(신흥-동대전#2)","2023-05-23 09:00","2023-05-23 18:00","취소","취소","연속"]
[387,"대전세종충남","대전","신흥동대전#1 T/L","[4월 취소시]신흥S/S 170kV GIS 보통점검(신흥-동대전#1)","신흥S/S 170kV GIS 보통점검(신흥-동대전#1)","2023-05-22 09:00","2023-05-22 18:00","취소","취소","연속"]
[388,"대전세종충남","대전","신옥천용운#2 T/L","154kV 신옥천-용운#2T/L, 용운-대화#1T/L 정밀점검","154kV 신옥천-용운, 용운-대화 정밀점검 - 154kV 신옥천-용운 #2T/L 정밀점검 (5/19일 : 154kV 용운-대화 #1T/L 정밀점검 목적 휴전예정(4회선병가))","2023-05-15 09:00","2023-05-19 18:00","2023-05-15 09:00","2023-05-19 18:00","매일"]
[389,"대전세종충남","대전","신옥천용운#1 T/L","154kV 신옥천-용운#1T/L, 용운-대화#2T/L 정밀점검","154kV 신옥천-용운, 용운-대화 정밀점검 - 154kV 신옥천-용운 #1T/L 정밀점검 (5/12일 : 154kV 용운-대화 #2T/L 정밀점검 목적 휴전예정(4회선병가))","2023-05-08 09:00","2023-05-12 18:00","2023-05-08 09:00","2023-05-12 18:00","매일"]
[390,"대전세종충남","대전","신옥천추부#2 T/L","[4월 취소시]추부S/S 170kV GIS 보통점검(신옥천-추부#2)","추부S/S 170kV GIS 보통점검(신옥천-추부#2)","2023-05-09 16:00","2023-05-09 20:00","2023-05-09 16:00","2023-05-09 20:00","연속"]
[391,"대전세종충남","대전","추부금산#1 T/L","[송전] 345kV 신옥천-청양 등 17개T/L 추락방지시설 설치공사","[송전] 154kV 추부-금산T/L 추락방지시설 설치공사","2023-05-10 08:00","2023-06-08 18:00","취소","취소","매일"]
[392,"대전세종충남","대전","추부금산#1 T/L","[4월 취소시]추부S/S 170kV GIS 보통점검(추부-금산#1)","추부S/S 170kV GIS 보통점검(추부-금산#1)","2023-05-11 16:00","2023-05-11 20:00","2023-05-11 16:00","2023-05-11 20:00","연속"]
[393,"대전세종충남","대전","신옥천추부#2 T/L","[송전] 345kV 신옥천-청양 등 17개T/L 추락방지시설 설치공사","[송전] 154kV 신옥천-추부T/L 추락방지시설 설치공사","2023-05-02 08:00","2023-05-16 18:00","취소","취소","매일"]
[394,"대전세종충남","서산","서산대산#4 T/L","154kV 대산변전소 대호호수상태양광T/L GIS 증설공사","154kV 대산변전소 대호호수상태양광T/L GIS 증설공사(무부하가압)","2023-05-22 18:00","2023-05-23 18:00","2023-05-22 18:00","2023-05-23 18:00","연속"]
[395,"대전세종충남","서산","서산대산#4 T/L","154kV 대산변전소 대호호수상태양광T/L GIS 증설공사","154kV 대산변전소 대호호수상태양광T/L GIS 증설공사(안전이격거리확보)","2023-05-15 09:00","2023-05-18 18:00","2023-05-15 09:00","2023-05-18 18:00","연속"]
[396,"대전세종충남","서산","서산대산#4 T/L","154kV 대산변전소 대호호수상태양광T/L GIS 증설공사","154kV 대산변전소 대호호수상태양광T/L GIS 증설공사(무부하가압)","2023-05-18 18:00","2023-05-20 09:00","2023-05-18 18:00","2023-05-20 09:00","연속"]
[397,"대전세종충남","서산","서산대산#4 T/L","154kV 대산변전소 대호호수상태양광T/L GIS 증설공사","154kV 대산변전소 대호호수상태양광T/L GIS 증설공사(안전이격거리확보)","2023-05-20 09:00","2023-05-22 18:00","2023-05-20 09:00","2023-05-22 18:00","연속"]
[398,"대전세종충남","서산","서산대산 T/L","154kV 서산-대산T/L 상간스페이서 설치 등","이도조정 및 상간스페이서 설치 : No.74~75","2023-05-12 07:00","2023-05-12 18:00","2023-05-12 07:00","2023-05-12 18:00","연속"]
[399,"대전세종충남","서산","대산석문#2 T/L","154kV 신당진-서산 등 4개T/L 피뢰기 설치공사","154kV 대산-석문#2T/L 피뢰기 설치공사(39기) (No.1~20,23~29,32~36,39~41,45~48)","2023-05-12 08:00","2023-05-16 18:00","취소","취소","매일"]
[400,"대전세종충남","서산","서산대산#3 T/L","23년 서산P/O 154kV이하 GIS 보통점검공사","대산S/S 154kV 서산-대산#3T/L 627 CB 보통점검 (병행1) 서산S/S 154kV 서산-대산#3T/L 667 CB 보통점검 (병행2) 서산S/S 154kV 서산-대산#3T/L LA 보통점검","2023-05-26 09:00","2023-05-26 18:00","2023-05-26 09:00","2023-05-26 18:00","연속"]
[401,"대전세종충남","서산","서산성연 T/L","23년 서산P/O 변전협력회사 총액공사","서산S/S 154kV 서산-성연T/L GIS 가스누기 보수공사 (병행1) 서산-성연T/L 보호반 대체 (병행2) 서산-성연T/L 양단 GIS, LA 보통점검","2023-05-05 09:00","2023-05-07 18:00","2023-05-05 09:00","2023-05-07 18:00","연속"]
[402,"대전세종충남","서산","석문당진화력#1 T/L","23년 서산P/O 154kV이하 GIS 보통점검공사","석문S/S 154kV 석문-당진화력#1T/L 617 CB 보통점검","2023-05-11 09:00","2023-05-11 18:00","취소","취소","연속"]
[403,"대전세종충남","서산","대산석문#1 T/L","154kV 석문S/S #3M.Tr 증설공사","154kV 석문S/S #3M.Tr 증설공사","2023-05-09 15:00","2023-05-09 16:00","2023-05-09 15:00","2023-05-09 16:00","연속"]
[404,"대전세종충남","서산","대산석문#1 T/L","154kV 석문S/S #3M.Tr 증설공사","154kV 석문S/S #3M.Tr 증설공사","2023-05-11 15:00","2023-05-11 16:00","2023-05-11 15:00","2023-05-11 16:00","연속"]
[405,"대전세종충남","서산","신당진서산#1 T/L","154kV 신당진-서산 등 4개T/L 피뢰기 설치공사","154kV 신당진-서산#1T/L 피뢰기 설치공사(55기) (No.1~55)","2023-05-08 08:00","2023-05-11 18:00","2023-05-08 08:00","2023-05-11 18:00","매일"]
[406,"대전세종충남","서산","신당진당진#2 T/L","154kV 합덕-송악#2T/L 점퍼지지애자교체","154kV 합덕-송악#2T/L 점퍼지지애자교체(3기) (No.5,15,54)","2023-05-31 07:00","2023-05-31 18:00","2023-05-31 07:00","2023-05-31 18:00","매일"]
[407,"대전세종충남","서산","합덕송악#2 T/L","154kV 합덕-송악#2T/L 점퍼지지애자교체","154kV 합덕-송악#2T/L 점퍼지지애자교체(3기) (No.5,15,54)","2023-05-30 07:00","2023-05-31 18:00","2023-05-30 07:00","2023-05-31 18:00","매일"]
[408,"대전세종충남","세종","둔곡송강#1 T/L","[송전]154kV 둔곡-송강#1T/L 추락방지시설 설치공사","[송전]154kV 둔곡-송강#1T/L 추락방지시설 설치공사 - No.2~14(14기)","2023-05-29 07:00","2023-06-02 18:00","2023-05-29 07:00","2023-06-02 18:00","매일"]
[409,"대전세종충남","세종","부강신탄진 T/L","[송전]154kV 부강-신탄진T/L 추락방지시설 설치공사","[송전]154kV 부강-신탄진T/L 추락방지시설 설치공사 - No.41~57, 62(18기)","2023-05-15 07:00","2023-05-22 18:00","2023-05-15 07:00","2023-05-22 18:00","매일"]
[410,"대전세종충남","세종","세종서세종#1 T/L","[변전]세니온제 보호계전기 성능개선","○세니온제 보호계전기 성능개선 -F/W 업데이트 및 보호계전기 시험(계통시험팀 입회)","2023-05-02 10:00","2023-05-02 18:00","2023-05-02 10:00","2023-05-02 18:00","연속"]
[411,"대전세종충남","세종","세종둔곡#1 T/L","[송전]154kV 세종-둔곡#1T/L 추락방지시설 설치공사","[송전]154kV 세종-둔곡#1T/L 추락방지시설 설치공사 - No.2~14(14기)","2023-05-23 07:00","2023-05-29 18:00","2023-05-23 07:00","2023-05-29 18:00","매일"]
[412,"대전세종충남","세종","세종서세종#2 T/L","[변전]세니온제 보호계전기 성능개선","○세니온제 보호계전기 성능개선 -F/W 업데이트 및 보호계전기 시험(계통시험팀 입회)","2023-05-03 10:00","2023-05-03 18:00","2023-05-03 10:00","2023-05-03 18:00","연속"]
[413,"대전세종충남","세종","월산서세종 T/L","[변전]'23년 세종전력지사 변전협력회사 총액공사","○154kV GIS 보통점검 -LA 보통점검 병행","2023-05-29 10:00","2023-05-29 18:00","2023-05-29 10:00","2023-05-29 18:00","연속"]
[414,"대전세종충남","세종","조치원월산 T/L","[변전]'23년 세종전력지사 변전협력회사 총액공사","○154kV GIS 차단기 조작시험 -조치원,월산S/S 양단 조작시험","2023-05-04 10:00","2023-05-04 18:00","2023-05-04 10:00","2023-05-04 18:00","연속"]
[415,"대전세종충남","세종","서세종조치원 T/L","[변전]'23년 세종전력지사 변전협력회사 총액공사","○154kV GIS 차단기 조작시험(조치원)","2023-05-09 10:00","2023-05-09 18:00","2023-05-09 10:00","2023-05-09 18:00","연속"]
[416,"대전세종충남","직할","덕진대화#1 T/L","대화S/S 170kV GIS 주기도래점검","O 대화S/S 170kV GIS 보통점검","2023-05-11 09:00","2023-05-11 18:00","2023-05-11 09:00","2023-05-11 18:00","연속"]
[417,"대전세종충남","직할","덕진대화#2 T/L","대화S/S 170kV GIS 주기도래점검","O 대화S/S 170kV GIS 보통점검","2023-05-12 09:00","2023-05-12 18:00","2023-05-12 09:00","2023-05-12 18:00","연속"]
[418,"대전세종충남","직할","송강신일#1 T/L","2023년 직할 170kV GIS 정밀점검 공사","2023년 직할 170kV GIS 정밀점검 공사","2023-05-01 09:00","2023-05-02 18:00","2023-05-01 09:00","2023-05-02 18:00","연속"]
[419,"대전세종충남","천안","둔포추팔#2 T/L","둔포S/S 154kV 둔포-추팔#2T/L 보호배전반 성능개선","둔포S/S 154kV 둔포-추팔#2T/L 보호배전반 성능개선","2023-05-11 09:00","2023-05-11 18:00","2023-05-11 09:00","2023-05-11 18:00","연속"]
[420,"대전세종충남","천안","서천안S/S SEC CB 65660","서천안S/S B/S 65-66-0 GIS 보통점검","서천안S/S B/S 65-66-0 GIS 보통점검","2023-05-18 09:00","2023-05-18 18:00","2023-05-18 09:00","2023-05-18 18:00","연속"]
[421,"대전세종충남","천안","서천안S/S SEC CB 60610","서천안S/S B/S 60-61-0 GIS 보통점검","서천안S/S B/S 60-61-0 GIS 보통점검","2023-05-17 09:00","2023-05-17 18:00","2023-05-17 09:00","2023-05-17 18:00","연속"]
[422,"대전세종충남","천안","서천안S/S CB 6200","서천안S/S B/T 6200 GIS 보통점검","서천안S/S B/T 6200 GIS 보통점검","2023-05-16 09:00","2023-05-16 18:00","2023-05-16 09:00","2023-05-16 18:00","연속"]
[423,"대전세종충남","천안","서천안탕정#2 T/L","(4월취소시)154kV 서천안-탕정#2T/L GIS 보통점검","(4월취소시)154kV 서천안-탕정#2T/L GIS 보통점검","2023-05-10 09:00","2023-05-10 18:00","2023-05-10 09:00","2023-05-10 18:00","연속"]
[424,"대전세종충남","천안","서천안탕정#1 T/L","(4월취소시)154kV 서천안-탕정#1T/L GIS 보통점검","(4월취소시)154kV 서천안-탕정#1T/L GIS 보통점검","2023-05-09 09:00","2023-05-09 18:00","2023-05-09 09:00","2023-05-09 18:00","연속"]
[425,"대전세종충남","천안","신탕정탕정#2 T/L","(4월취소시) 신탕정S/S 신탕정탕정#2T/L GIS 보통점검","(4월취소시) 신탕정S/S 신탕정탕정#2T/L GIS 보통점검","2023-05-25 09:00","2023-05-25 18:00","2023-05-20 09:00","2023-05-20 18:00","연속"]
[426,"대전세종충남","천안","신탕정탕정#1 T/L","(4월취소시) 신탕정S/S 신탕정탕정#1T/L GIS 보통점검","(4월취소시) 신탕정S/S 신탕정탕정#1T/L GIS 보통점검","2023-05-24 09:00","2023-05-24 18:00","2023-05-13 09:00","2023-05-13 18:00","연속"]
[427,"대전세종충남","천안","아산인주#1 T/L","23년 가공송전 순시점검 위탁공사","154kV 아산-합덕T/L No.1~12(41기)(병가) 정밀점검 154kV 아산-인주T/L No.1~35(35기)(병가) 정밀점검 [주말작업 없음]","2023-05-15 09:00","2023-05-19 18:00","취소","취소","매일"]
[428,"대전세종충남","천안","아산합덕#2 T/L","23년 가공송전 순시점검 위탁공사","345kV 신서산-아산T/L No.73~123(50기) 정밀점검 154kV 아산-합덕T/L No.13~53(41기)(병가) 정밀점검 154kV 아산-인주T/L No.1~35(35기)(병가) 정밀점검 [주말작업 없음]","2023-05-22 09:00","2023-06-12 18:00","2023-05-22 09:00","2023-06-12 18:00","매일"]
[429,"대전세종충남","천안","아산인주#2 T/L","23년 가공송전 순시점검 위탁공사","154kV 아산-합덕T/L No.1~12(41기)(병가) 정밀점검 154kV 아산-인주T/L No.1~35(35기)(병가) 정밀점검 [주말작업 없음]","2023-05-22 09:00","2023-05-26 18:00","취소","취소","매일"]
[430,"대전세종충남","천안","아산합덕#1 T/L","23년 가공송전 순시점검 위탁공사","345kV 신서산-아산T/L No.73~123(50기) 정밀점검 154kV 아산-합덕T/L No.13~53(41기)(병가) 정밀점검 154kV 아산-인주T/L No.1~35(35기)(병가) 정밀점검 [주말작업 없음]","2023-05-15 09:00","2023-05-19 18:00","2023-05-15 09:00","2023-05-19 18:00","매일"]
[431,"대전세종충남","천안","아산인주#1 T/L","(4월취소시)154kV 아산-인주#1T/L 보호배전반 교체","(4월취소시)154kV 아산-인주#1T/L 보호배전반 교체","2023-05-15 09:00","2023-05-19 18:00","취소","취소","연속"]
[432,"대전세종충남","천안","아산인주#2 T/L","(4월취소시)154kV 아산-인주#2T/L 보호배전반 교체","(4월취소시)154kV 아산-인주#2T/L 보호배전반 교체","2023-05-22 09:00","2023-05-26 18:00","취소","취소","연속"]
[433,"대전세종충남","천안","아산예산#1 T/L","예산S/A 아산예산#1T/L GIS 보통점검","예산S/A 아산예산#1T/L GIS 보통점검","2023-05-10 09:00","2023-05-10 18:00","2023-05-10 09:00","2023-05-10 18:00","연속"]
[434,"대전세종충남","천안","아산예산#2 T/L","예산S/A 아산예산#2T/L GIS 보통점검","예산S/A 아산예산#2T/L GIS 보통점검","2023-05-11 09:00","2023-05-11 18:00","2023-05-11 09:00","2023-05-11 18:00","연속"]
[435,"대전세종충남","천안","아산인주#1 T/L","345kV북당진-신탕정T/L 건설공사","No.47 ~ 48 가선공사 - 아산인주#1,#2T/L 횡단 보호망 철거 ※ 휴전선로에 승탑작업자 없음(거래소 긴급 가압 요청시 협조가능)","2023-05-05 08:00","2023-05-05 12:00","2023-05-05 08:00","2023-05-05 12:00","연속"]
[436,"대전세종충남","천안","아산인주#2 T/L","345kV북당진-신탕정T/L 건설공사","No.47 ~ 48 가선공사 - 아산인주#1,#2T/L 횡단 보호망 철거 ※ 휴전선로에 승탑작업자 없음(거래소 긴급 가압 요청시 협조가능)","2023-05-05 08:00","2023-05-05 12:00","2023-05-05 08:00","2023-05-05 12:00","연속"]
[437,"대전세종충남","천안","인주불당#1 T/L","345kV 아산-화성 등 15개T/L 추락방지장치 설치공사","154kV 인주-불당 #1,2T/L 추락방지장치 설치 ※ 주말작업 없음","2023-05-24 08:00","2023-05-31 18:00","취소","취소","매일"]
[438,"대전세종충남","천안","장재불당#1 T/L","(4월취소시)154kV 장재-불당#1T/L 보호배전반 교체","(4월취소시)154kV 장재-불당#1T/L 보호배전반 교체","2023-05-01 09:00","2023-05-05 18:00","취소","취소","연속"]
[439,"대전세종충남","천안","장재불당#2 T/L","(4월취소시)154kV 장재-불당#2T/L 보호배전반 교체","(4월취소시)154kV 장재-불당#2T/L 보호배전반 교체","2023-05-08 09:00","2023-05-12 18:00","취소","취소","연속"]
[440,"대전세종충남","천안","한샘직산#1 T/L","154kV 직산S/S #1M.Tr 증설공사","154/23kV M.Tr x 1Bank 154kV GIS x 1CCT 23kV GIS x 6CCT","2023-05-11 17:00","2023-05-12 17:00","2023-05-11 17:00","2023-05-12 17:00","연속"]
[441,"대전세종충남","천안","한샘직산#1 T/L","154kV 직산S/S #1M.Tr 증설공사","154/23kV M.Tr x 1Bank 154kV GIS x 1CCT 23kV GIS x 6CCT","2023-05-03 17:00","2023-05-04 17:00","2023-05-03 17:00","2023-05-04 17:00","연속"]
[442,"대전세종충남","천안","신온양한샘#1 T/L","한샘S/S 신온양한샘#1T/L GIS 보통점검","한샘S/S 신온양한샘#1T/L GIS 보통점검","2023-05-23 09:00","2023-05-23 18:00","2023-05-23 09:00","2023-05-23 18:00","연속"]
[443,"대전세종충남","청양","관창대천#1 T/L","[송전] 154kV 대천S/S 인출T/L 지중화공사","- 선종 및 길이 : XLPE 2,500㎟ × 4C, 0.136km - 휴전작업내용 : 가공-지중 연결 및 GIS 가압","2023-05-21 06:00","2023-05-21 21:00","2023-05-21 06:00","2023-05-21 21:00","연속"]
[444,"대전세종충남","청양","신서천대천#1 T/L","[송전] 154kV 대천S/S 인출T/L 지중화공사","- 선종 및 길이 : XLPE 2,500㎟ × 4C, 0.136km - 휴전작업내용 : 가공-지중 연결 및 GIS 가압","2023-05-20 06:00","2023-05-20 21:00","2023-05-20 06:00","2023-05-20 21:00","연속"]
[445,"대전세종충남","청양","청양신풍#2 T/L","[송전] 154kV 청양-신풍#2T/L 수평 추락방지장치 설치공사","345kV 청양-보령 등 11개T/L 철탑 추락방지장치 설치공사","2023-05-22 08:00","2023-05-26 18:00","2023-05-22 08:00","2023-05-26 18:00","매일"]
[446,"전북","군산","군공군산CC#1 T/L","154kV 군공-군산복합T/L OF 절연유 체유작업","154kV 군공-군산복합T/L 접속함 절연유 체유작업","2023-05-29 09:00","2023-06-02 18:00","2023-05-29 09:00","2023-06-02 18:00","연속"]
[447,"전북","군산","군공내초#1 T/L","154kV 군공-내초T/L OF 절연유 체유작업","154kV 군공-내초T/L OF 절연유 체유작업","2023-05-08 09:00","2023-05-12 18:00","취소","취소","매일"]
[448,"전북","군산","군공내초#2 T/L","154kV 군공-내초T/L OF 절연유 체유작업","154kV 군공-내초T/L OF 절연유 체유작업","2023-05-15 09:00","2023-05-19 18:00","취소","취소","매일"]
[449,"전북","군산","군산S/S #62 BUS","154kV 서군산S/S 옥내화 공사 외","1. 154kV 군산-서군산 #1TL 지중화_No65호-서군산 2. 154kV 서군산SS 옥내화 최초가압","2023-05-18 14:00","2023-05-19 18:00","2023-05-18 14:00","2023-05-19 18:00","연속"]
[450,"전북","군산","동군산장항#1 T/L","군산P/O 154kV 차단기 정밀점검 공사","동군산S/S 154kV 동군산-장항#1T/L 차단기 정밀점검","2023-05-31 09:00","2023-06-02 18:00","취소","취소","연속"]
[451,"전북","군산","동군산장항#2 T/L","동군산S/S SA혼용시스템 제어케이블 정비공사","동군산S/S 154kV 동군산-장항#2/L SA 혼용시스템 제어케이블 정비 공사","2023-05-29 09:00","2023-05-30 18:00","취소","취소","연속"]
[452,"전북","군산","서군산소룡#1 T/L","154kV 서군산S/S 옥내화 공사 외","1. 154kV 군산-서군산 #1TL 지중화_No65호-서군산 2. 154kV 서군산SS 옥내화 3. 154kV 서군산-소룡TL 인출변경","2023-05-15 07:00","2023-05-19 18:00","2023-05-15 07:00","2023-05-19 18:00","연속"]
[453,"전북","군산","군산서군산#1 T/L","154kV 군산-서군산T/L 등 2개T/L 일부 지중화 공사 외","1. 154kV 군산-서군산 #1TL 지중화_No65호-서군산 2. 154kV 서군산SS 옥내화 3. 154kV 서군산-소룡TL 인출변경","2023-05-08 09:00","2023-05-19 18:00","2023-05-08 09:00","2023-05-19 18:00","연속"]
[454,"전북","군산","군산서군산#2 T/L","154kV 군산-서군산T/L 정밀점검","154kV 군산-서군산T/L 정밀점검 No.1~70","2023-05-22 09:00","2023-05-28 18:00","2023-05-22 09:00","2023-05-28 18:00","매일"]
[455,"전북","군산","군산영등#1 T/L","군산P/O 154kV GIS 보통점검","영등S/S 154kV 군산-영등#1T/L GIS 보통점검","2023-05-02 09:00","2023-05-02 18:00","취소","취소","연속"]
[456,"전북","군산","군산영등#2 T/L","군산P/O 154kV GIS 보통 점검","영등S/S 154kV 군산-영등#2T/L GIS 보통점검","2023-05-03 09:00","2023-05-03 18:00","취소","취소","연속"]
[457,"전북","군산","팔봉S/S CB 6100","팔봉S/S 154kV #4M.Tr 1차 GIS 정밀 점검","팔봉S/S 154kV #4M.Tr 1차 GIS 정밀점검","2023-05-15 09:00","2023-05-17 18:00","2023-05-15 09:00","2023-05-17 18:00","연속"]
[458,"전북","군산","팔봉S/S #60 BUS","팔봉S/S 154kV #4M.Tr 1차 GIS 정밀 점검","팔봉S/S 154kV #4M.Tr 1차 GIS 정밀점검","2023-05-15 09:00","2023-05-16 14:00","2023-05-15 09:00","2023-05-16 14:00","연속"]
[459,"전북","군산","팔봉S/S #65 BUS","팔봉S/S 154kV #4M.Tr 1차 GIS 정밀 점검","팔봉S/S 154kV #4M.Tr 1차 GIS 정밀점검","2023-05-16 14:00","2023-05-17 18:00","2023-05-16 14:00","2023-05-17 18:00","연속"]
[460,"전북","김제","고창영광 T/L","154kV 정주-고창#1T/L 정밀점검","154kV 정주-고창#1T/L 정밀점검","2023-05-12 09:00","2023-05-12 18:00","취소","취소","매일"]
[461,"전북","김제","정주고창#1 T/L","154kV 정주-고창#1T/L 정밀점검","154kV 정주-고창#1T/L 정밀점검","2023-05-08 09:00","2023-05-12 18:00","취소","취소","매일"]
[462,"전북","김제","고창홍농 T/L","154kV 정주-고창#2T/L 정밀점검","154kV 정주-고창#2T/L 정밀점검","2023-05-19 09:00","2023-05-19 18:00","취소","취소","매일"]
[463,"전북","김제","정주고창#2 T/L","154kV 정주-고창#2T/L 정밀점검","154kV 정주-고창#2T/L 정밀점검","2023-05-15 09:00","2023-05-19 18:00","취소","취소","매일"]
[464,"전북","김제","신김제동전주#2 T/L","154kV 신김제-동전주#2T/L 정밀점검","154kV 신김제-동전주#2T/L 정밀점검","2023-05-23 09:00","2023-05-23 18:00","취소","취소","매일"]
[465,"전북","김제","신김제전주#2 T/L","154kV 신김제-남전주T/L No.25호 노후취약 지지물 교체공사","신김제-남전주T/L No.25호 철탑교체 및 No.26호 철탑보강","2023-05-03 08:00","2023-05-08 18:00","취소","취소","연속"]
[466,"전북","김제","신김제남전주#1 T/L","154kV 신김제-남전주T/L No.25호 노후취약 지지물 교체공사","신김제-남전주T/L No.25호 철탑교체 및 No.26호 철탑보강","2023-05-04 08:00","2023-05-08 18:00","취소","취소","연속"]
[467,"전북","김제","신김제S/S #1 EM.Tr CB","신김제S/S #1EM.Tr C상 권선온도계 교체","신김제S/S #1EM.Tr C상 권선온도계 교체","2023-05-03 09:00","2023-05-03 18:00","2023-05-03 09:00","2023-05-03 18:00","연속"]
[468,"전북","김제","신김제정공#2 T/L","154kV 신김제-동전주#2T/L 정밀점검","154kV 신김제-동전주#2T/L 정밀점검","2023-05-23 09:00","2023-05-23 18:00","취소","취소","매일"]
[469,"전북","김제","신김제동전주#1 T/L","154kV 신김제-동전주#1T/L 정밀점검","154kV 신김제-동전주#1T/L 정밀점검","2023-05-22 09:00","2023-05-22 18:00","취소","취소","매일"]
[470,"전북","김제","신김제정공#1 T/L","154kV 신김제-동전주#1T/L 정밀점검","154kV 신김제-동전주#1T/L 정밀점검","2023-05-22 09:00","2023-05-22 18:00","취소","취소","매일"]
[471,"전북","김제","정공정주#2 T/L","관내S/S 170kV GIS 차단기 보통점검","관내S/S 170kV GIS 차단기 보통점검","2023-05-02 09:00","2023-05-02 18:00","취소","취소","연속"]
[472,"전북","직할","동전주북전주#2 T/L","동전주S/S 동전주-북전주#2T/L 차단기점검","동전주S/S 동전주-북전주#2T/L 차단기점검","2023-05-26 15:00","2023-05-26 20:00","2023-05-26 15:00","2023-05-26 20:00","연속"]
[473,"전북","직할","북전주봉동#2 T/L","154kV 봉동S/S #4M.Tr 개폐장치 설치공사(전문)","- GIS(170kV, 50kA, 1250A) × 1CCT 설치 - GIS(25.8kV, 25kA, 2000/630A) × 5BAY(5CCT) 설치 - 기타 부대공사 × 1식","2023-05-18 15:00","2023-05-19 11:00","취소","취소","연속"]
[474,"전북","직할","왕궁봉동#2 T/L","154kV 봉동S/S #4M.Tr 개폐장치 설치공사(전문)","- GIS(170kV, 50kA, 1250A) × 1CCT 설치 - GIS(25.8kV, 25kA, 2000/630A) × 5BAY(5CCT) 설치 - 기타 부대공사 × 1식","2023-05-18 15:00","2023-05-19 11:00","취소","취소","연속"]
[475,"전북","직할","왕궁봉동#2 T/L","154kV 봉동S/S #4M.Tr 개폐장치 설치공사(전문)","- GIS(170kV, 50kA, 1250A) × 1CCT 설치 - GIS(25.8kV, 25kA, 2000/630A) × 5BAY(5CCT) 설치 - 기타 부대공사 × 1식","2023-05-12 15:00","2023-05-13 11:00","취소","취소","연속"]
[476,"전북","직할","북전주봉동#2 T/L","154kV 봉동S/S #4M.Tr 개폐장치 설치공사(전문)","- GIS(170kV, 50kA, 1250A) × 1CCT 설치 - GIS(25.8kV, 25kA, 2000/630A) × 5BAY(5CCT) 설치 - 기타 부대공사 × 1식","2023-05-12 15:00","2023-05-13 11:00","취소","취소","연속"]
[477,"전북","직할","서곡태평#1 T/L","2023년 전북 직할 170kV GIS 정밀점검","154kV 휴비스T/L 정밀점검 관련 #1,2DS 시험(무부하)가압","2023-05-10 09:00","2023-05-11 18:00","2023-05-10 09:00","2023-05-11 18:00","매일"]
[478,"전북","직할","전주서곡#1 T/L","23년 전북직할 변전협력 총액공사","GIS 보통점검","2023-05-20 09:00","2023-05-20 18:00","취소","취소","연속"]
[479,"전북","직할","전주서곡#2 T/L","23년 전북직할 변전협력 총액공사","GIS 보통점검","2023-05-21 09:00","2023-05-21 18:00","취소","취소","연속"]
[480,"광주전남","강진","금정S/S 영암태양광T/L CB","2022~23년도 강진전력지사 변전협력회사 총액공사","2022~23년도 강진전력지사 변전협력회사 총액공사 금정S/S 영암태양광T/L GIS 하자점검","2023-05-09 14:00","2023-05-09 18:00","2023-05-09 14:00","2023-05-09 18:00","연속"]
[481,"광주전남","강진","남창완도#1 T/L","154KV 남창-완도T/L 용량증대 전선교체공사","ㅇ구간 : 154kV 남창-완도 #1T/L No.1~48 ㅇ경간 : 16.9km 전선교체 ㅇ시공사 : 신한전력(주) ㅇ작업내용 : 용량증대 전선교체(ASCC 520SQ로 전량교체)","2023-05-29 09:00","2023-06-30 18:00","2023-05-29 09:00","2023-06-30 18:00","연속"]
[482,"광주전남","광주","담양일곡#1 T/L","담양S/S 154kV 이하 GIS 교체(SA화)공사(2차)","담양S/S 154kV 이하 GIS 교체(SA화)공사(2차) - 정공-담양T/L, #2M.Tr","2023-05-10 16:00","2023-05-10 17:00","취소","취소","연속"]
[483,"광주전남","광주","담양일곡#1 T/L","담양S/S 154kV 이하 GIS 교체(SA화)공사(2차)","담양S/S 154kV 이하 GIS 교체(SA화)공사(2차) - 정공-담양T/L, #2M.Tr","2023-05-09 15:00","2023-05-10 15:00","취소","취소","연속"]
[484,"광주전남","광주","담양S/S #2 BUS","담양S/S 154kV GIS 교체공사(4차)","담양S/S 154kV GIS 교체공사(4차)","2023-05-29 09:00","2023-06-06 18:00","2023-06-08 08:00","2023-06-21 10:00","연속"]
[485,"광주전남","광주","담양김제 T/L","담양S/S 154kV GIS 교체공사(4차)","담양S/S 154kV GIS 교체공사(4차)","2023-05-27 18:00","2023-05-28 18:00","2023-06-07 09:00","2023-06-08 18:00","연속"]
[486,"광주전남","광주","담양S/S #1 BUS","담양S/S 154kV GIS 교체공사(4차)","담양S/S 154kV GIS 교체공사(4차)","2023-05-19 15:00","2023-05-28 18:00","2023-05-31 13:00","2023-06-08 14:00","연속"]
[487,"광주전남","광주","담양일곡#2 T/L","담양S/S 154kV GIS 교체공사(4차)","담양S/S 154kV GIS 교체공사(4차)","2023-05-18 09:00","2023-05-18 12:00","2023-05-30 07:30","2023-05-30 10:00","연속"]
[488,"광주전남","광주","담양일곡#1 T/L","담양S/S 154kV GIS 교체공사(4차)","담양S/S 154kV GIS 교체공사(4차)","2023-05-17 09:00","2023-06-06 18:00","2023-05-29 09:00","2023-06-21 18:00","연속"]
[489,"광주전남","광주","담양S/S CB 6100","담양S/S 154kV GIS 교체공사(4차)","담양S/S 154kV GIS 교체공사(4차)","2023-05-17 09:00","2023-06-06 18:00","2023-05-29 09:00","2023-06-21 15:00","연속"]
[490,"광주전남","광주","담양S/S #2 BUS","담양S/S 154kV GIS 교체공사(4차)","담양S/S 154kV GIS 교체공사(4차)","2023-05-17 09:00","2023-05-19 15:00","2023-05-29 09:00","2023-05-31 10:00","연속"]
[491,"광주전남","광주","신광주장성#1 T/L","22~23년 광주전력지사 변전협력회사 총액공사","170kV GIS 보통점","2023-05-25 09:00","2023-05-25 18:00","2023-05-25 09:00","2023-05-25 18:00","연속"]
[492,"광주전남","광주","신광주일곡#2 T/L","22~23년 광주전력지사 변전협력회사 총액공사","일곡S/S 신광주-일곡#2T/L GIS 보통점검","2023-05-12 09:00","2023-05-12 18:00","취소","취소","연속"]
[493,"광주전남","광주","신광주일곡#1 T/L","22년 광주전력 철탑추락방지장치 설치공사","154kV 신광주-일곡T/L 철탑추락방지장치(수평) 설치 공사구간 : No.16~21호(6기)","2023-05-08 07:00","2023-05-08 18:00","취소","취소","연속"]
[494,"광주전남","광주","일곡비아#2 T/L","22~23년 광주전력지사 변전협력회사 총액공사","일곡S/S 일곡-비아#2T/L GIS 보통점검","2023-05-04 09:00","2023-05-04 18:00","2023-05-04 09:00","2023-05-04 18:00","연속"]
[495,"광주전남","광주","신광주일곡#2 T/L","22년 광주전력 철탑추락방지장치 설치공사","154kV 신광주-일곡T/L 철탑추락방지장치(수평) 설치 공사구간 : No.16~21호(6기)","2023-05-15 07:00","2023-05-15 18:00","취소","취소","연속"]
[496,"광주전남","광주","신광주일곡#1 T/L","22~23년 광주전력지사 변전협력회사 총액공사","일곡S/S 신광주-일곡#1T/L GIS 보통점검","2023-05-11 09:00","2023-05-11 18:00","취소","취소","연속"]
[497,"광주전남","광주","신광주장성#1 T/L","22년 광주전력 철탑추락방지장치 설치공사","154kV 신광주-장성T/L 철탑추락방지장치(수평) 설치 공사구간 : No.7~72호(65기)","2023-05-08 07:00","2023-05-12 18:00","2023-05-08 07:00","2023-05-12 18:00","매일"]
[498,"광주전남","광주","신광주장성#2 T/L","22년 광주전력 철탑추락방지장치 설치공사","154kV 신광주-장성T/L 철탑추락방지장치(수평) 설치 공사구간 : No.7~72호(65기)","2023-05-15 07:00","2023-05-19 18:00","2023-05-15 07:00","2023-05-19 18:00","매일"]
[499,"광주전남","광주","장성영광#1 T/L","22년 광주전력 철탑추락방지장치 설치공사","수평 추락방지장치 설치 (No.21~68호)","2023-05-22 07:00","2023-05-26 18:00","취소","취소","매일"]
[500,"광주전남","광주","장성영광#2 T/L","22년 광주전력 철탑추락방지장치 설치공사","수평 추락방지장치 설치 (No.21~68호)","2023-05-29 07:00","2023-06-02 18:00","취소","취소","매일"]
[501,"광주전남","목포","엄다무안햇빛#2 T/L","22-23년 목포전력지사 변전협력회사 총액공사","엄다S/S 엄다-무안햇빛#2T/L GIS 장기미동작 차단기 조작시험 무안햇빛개폐소 엄다-무안햇빛#2T/L GIS 하자점검","2023-05-16 09:00","2023-05-16 18:00","2023-05-16 09:00","2023-05-16 18:00","연속"]
[502,"광주전남","목포","엄다무안햇빛#1 T/L","22-23년 목포전력지사 변전협력회사 총액공사","엄다S/S 엄다-무안햇빛#1T/L GIS 장기미동작 차단기 조작시험 무안햇빛개폐소 엄다-무안햇빛#1T/L GIS 하자점검","2023-05-15 09:00","2023-05-15 18:00","2023-05-15 09:00","2023-05-15 18:00","연속"]
[503,"광주전남","목포","영광홍농 T/L","2023년 목포전력지사 170kV GIS 정밀점검공사","□ 2023년 목포전력지사 170kV GIS 정밀점검공사 ○ CB부 정밀점검, DS부 보통점검, 보조계전기 교체","2023-05-29 09:00","2023-05-30 18:00","취소","취소","연속"]
[504,"광주전남","순천","광양S/S CB 6200","22-23년 순천전력지사 변전협력회사 총액공사","광양S/S 6200 BUS-TIE GIS 보통점검","2023-05-22 09:00","2023-05-22 18:00","2023-05-22 09:00","2023-05-22 18:00","연속"]
[505,"광주전남","순천","광양S/S CB 6100","'22-23년 순천전력지사 변전정비회사 총액공사","광양S/S 6100 BUS-TIE GIS 보통점검","2023-05-04 09:00","2023-05-04 18:00","2023-05-04 09:00","2023-05-04 18:00","연속"]
[506,"광주전남","순천","광양S/S SEC CB 65660","'22-23년 순천전력지사 변전정비회사 총액공사","광양S/S 65-66 BUS-SEC GIS 보통점검","2023-05-03 09:00","2023-05-03 18:00","2023-05-03 09:00","2023-05-03 18:00","연속"]
[507,"광주전남","순천","광양S/S SEC CB 60610","'22-23년 순천전력지사 변전정비회사 총액공사","광양S/S 60-61 BUS-SEC GIS 보통점검","2023-05-02 09:00","2023-05-02 18:00","2023-05-02 09:00","2023-05-02 18:00","연속"]
[508,"광주전남","순천","서순천벌교#1 T/L","154kV 벌교-고흥T/L 선종교체공사","154kV 벌교-고흥T/L No.1~고흥S/S (37.2km) ACSR/AW 410sq를 ASCC/TW 520sq로 교체후 무부하가압, 상체크를 위한 모선 휴전(#1BUS 이용)","2023-05-08 13:00","2023-05-08 18:00","2023-05-08 13:00","2023-05-08 18:00","연속"]
[509,"광주전남","순천","서순천주암HP T/L","345kV 신강진-광양 등 29개 T/L 추락방지시설 설치공사","154kV 소라-서순천 #2 T/L 수평 추락방지시설 설치 - 구 간 : 소라-서순천 #2T/L 병가구간","2023-05-04 07:00","2023-05-04 18:00","2023-05-04 07:00","2023-05-04 18:00","연속"]
[510,"광주전남","순천","소라서순천#2 T/L","2022~23년 가공송전 협력회사 총액공사","○ 코타핀 교체 : 소라-서순천 #2 T/L 63호,121호","2023-05-08 09:00","2023-05-08 18:00","취소","취소","연속"]
[511,"광주전남","순천","순천승주#1 T/L","345kV 신강진-광양 등 29개 T/L 추락방지시설 설치공사","154kV 순천-승주 #1 T/L 수평 추락방지시설 설치 - 구 간 : 순천-승주 1~173호, 88기 - 주말작업 제외","2023-05-15 07:00","2023-05-24 18:00","취소","취소","매일"]
[512,"광주전남","순천","계림승주#2 T/L","345kV 신강진-광양 등 29개 T/L 추락방지시설 설치공사","154kV 순천-승주 #2T/L 수평 추락방지시설 설치 - 구 간 : 순천-승주 #2T/L 병가구간","2023-05-25 07:00","2023-05-25 18:00","취소","취소","연속"]
[513,"광주전남","순천","화순승주#2 T/L","345kV 신강진-광양 등 29개 T/L 추락방지시설 설치공사","154kV 순천-승주 #1 T/L 수평 추락방지시설 설치 - 구 간 : 순천-승주 #1T/L , 4회선 병가구간","2023-05-15 07:00","2023-05-15 18:00","취소","취소","연속"]
[514,"광주전남","순천","계림승주#1 T/L","345kV 신강진-광양 등 29개 T/L 추락방지시설 설치공사","154kV 순천-승주 #1 T/L 수평 추락방지시설 설치 - 구 간 : 순천-승주#1 T/L 4회선 병가구간","2023-05-15 07:00","2023-05-15 18:00","취소","취소","연속"]
[515,"광주전남","순천","계림승주#2 T/L","'22-23년 순천전력지사 변전정비회사 총액공사","승주S/S 계림-승주#2T/L GIS 보통점검 및 상시여자 보조계전기 교체","2023-05-17 09:00","2023-05-17 18:00","2023-05-17 09:00","2023-05-17 18:00","연속"]
[516,"광주전남","순천","화순승주#1 T/L","345kV 신강진-광양 등 29개 T/L 추락방지시설 설치공사","154kV 순천-승주 #2T/L 수평 추락방지시설 설치 - 구 간 : 순천-승주 #2T/L 병가구간","2023-05-25 07:00","2023-05-25 18:00","취소","취소","연속"]
[517,"광주전남","순천","순천승주#2 T/L","345kV 신강진-광양 등 29개 T/L 추락방지시설 설치공사","154kV 순천-승주 #2 T/L 수평 추락방지시설 설치 - 구 간 : 순천-승주 #2T/L, 1~173호, 88기 - 주말작업 없음","2023-05-25 07:00","2023-06-02 18:00","취소","취소","매일"]
[518,"광주전남","순천","여수TP여천#1 T/L","23년 순천전력지사 170kV GIS 정밀점검","GIS 정밀점검","2023-05-15 09:00","2023-05-18 18:00","취소","취소","연속"]
[519,"광주전남","순천","여수TP용성#2 T/L","가공송전 위탁공사 정밀점검(여수TP-용성#2 T/L)","가공송전 위탁공사 정밀점검(여수TP-용성#2 T/L) : 4기","2023-05-11 08:00","2023-05-11 18:00","취소","취소","연속"]
[520,"광주전남","순천","여수TP용성#1 T/L","가공송전 위탁공사 정밀점검(여수TP-용성#1 T/L)","가공송전 위탁공사 정밀점검(여수TP-용성#1 T/L) : 4기","2023-05-10 08:00","2023-05-10 18:00","취소","취소","연속"]
[521,"광주전남","순천","호남TP여수TP#1 T/L","23년 순천전력지사 170kV GIS 정밀점검","GIS 정밀점검","2023-05-03 09:00","2023-05-04 18:00","취소","취소","연속"]
[522,"광주전남","순천","호남TP여수TP#2 T/L","23년 순천전력지사 170kV GIS 정밀점검","GIS 정밀점검","2023-05-22 09:00","2023-05-23 18:00","취소","취소","연속"]
[523,"광주전남","순천","여수TP여천#2 T/L","'22-23년 순천전력지사 변전정비회사 총액공사","여천S/S 여수TP-여천#2T/L GIS 타임측정","2023-05-04 09:00","2023-05-04 18:00","취소","취소","연속"]
[524,"광주전남","순천","여천여수산단#1 T/L","'22-23년 순천전력지사 변전정비회사 총액공사","여천S/S 여천-여수산단#1T/L GIS CB 타임측정","2023-05-16 09:00","2023-05-16 18:00","2023-05-16 09:00","2023-05-16 18:00","연속"]
[525,"광주전남","순천","여수산단S/S YNCCT/L CB","345kV 신강진-광양 등 29개 T/L 추락방지시설 설치공사","154kV YNCC#1T/L 추락방지시설 설치","2023-05-03 08:00","2023-05-04 18:00","2023-05-03 08:00","2023-05-04 18:00","매일"]
[526,"광주전남","순천","여수산단S/S YNCCT/L CB","2022~23년 가공송전 협력회사 총액공사","○코타핀 교체 : YNCC#1T/L S/T, 1기","2023-05-04 08:00","2023-05-04 18:00","취소","취소","연속"]
[527,"광주전남","순천","여수산단S/S YNCCT/L CB","가공송전 위탁공사 정밀점검(YNCC#1 T/L)","가공송전 위탁공사 정밀점검(YNCC#1 T/L) : 8기","2023-05-04 08:00","2023-05-04 18:00","취소","취소","연속"]
[528,"광주전남","순천","여천호남TP#1 T/L","'22-23년 순천전력지사 변전정비회사 총액공사","여천S/S 여천-호남TP #1T/L GIS CB 타임측정 여천S/S 여천-호남TP #2T/L GIS CB 타임측정 및 LA (A,B,C)보통점검","2023-05-08 09:00","2023-05-08 14:00","2023-05-08 09:00","2023-05-08 14:00","연속"]
[529,"광주전남","순천","여천호남TP#2 T/L","'22-23년 순천전력지사 변전정비회사 총액공사","여천S/S 여천-호남TP #1T/L GIS CB 타임측정 여천S/S 여천-호남TP #2T/L GIS CB 타임측정 및 LA (A,B,C)보통점검","2023-05-08 14:00","2023-05-08 18:00","2023-05-08 14:00","2023-05-08 18:00","연속"]
[530,"광주전남","순천","여천여수#1 T/L","'22-23년 순천전력지사 변전정비회사 총액공사","여천S/S 여천-여수#1T/L GIS CB 타임측정 여수S/S 여천-여수#1T/L GIS CB 타임측정 및 #1T/L LA(보통점검)","2023-05-09 09:00","2023-05-09 18:00","2023-05-09 09:00","2023-05-09 18:00","연속"]
[531,"광주전남","순천","여수TP용성#2 T/L","'22-23년 순천전력지사 변전정비회사 총액공사","용성S/S 여수TP-용성#2T/L GIS 보통점검, LA(A, B, C) 보통점검 및 상시여자 보조계전기 교체 여수화력S/S 여수TP-용성#2T/L GIS 보통점검 및 상시여자 보조계전기 교체","2023-05-15 09:00","2023-05-15 18:00","취소","취소","연속"]
[532,"광주전남","순천","용성여수산단#1 T/L","가공송전 위탁공사 정밀점검(용성여수산단#1 T/L)","가공송전 위탁공사 정밀점검(용성여수산단#1 T/L) : 16","2023-05-10 09:00","2023-05-10 18:00","취소","취소","연속"]
[533,"광주전남","순천","용성여수산단#2 T/L","가공송전 위탁공사 정밀점검(용성여수산단#2 T/L)","가공송전 위탁공사 정밀점검(용성여수산단#2 T/L) : 16","2023-05-11 09:00","2023-05-11 18:00","취소","취소","연속"]
[534,"광주전남","순천","여수TP용성#1 T/L","'22-23년 순천전력지사 변전정비회사 총액공사","용성S/S 여수TP-용성#1T/L GIS 보통점검, LA(A, B, C) 보통점검 및 상시여자 보조계전기 교체 여수화력 여수TP-용성#1T/L GIS 보통점검 및 상시여자 보조계전기 교체교체","2023-05-11 09:00","2023-05-11 18:00","취소","취소","연속"]
[535,"광주전남","순천","율촌민자#1 T/L","345kV 신강진-광양 등 29개 T/L 추락방지시설 설치공사","154kV 율촌민자#1T/L 수평 추락방지시설 설치 - 구 간 : No.1 ~ 9호, 9기","2023-05-02 07:00","2023-05-02 18:00","2023-05-02 07:00","2023-05-02 18:00","연속"]
[536,"광주전남","순천","순천율촌#2 T/L","23년 순천전력지사 170kV GIS 정밀점검","GIS 정밀점검","2023-05-11 09:00","2023-05-12 18:00","2023-05-11 09:00","2023-05-12 18:00","연속"]
[537,"광주전남","순천","순천율촌#1 T/L","23년 순천전력지사 170kV GIS 정밀점검","GIS 정밀점검","2023-05-09 09:00","2023-05-10 18:00","2023-05-09 09:00","2023-05-10 18:00","연속"]
[538,"광주전남","순천","율촌민자#2 T/L","345kV 신강진-광양 등 29개 T/L 추락방지시설 설치공사","154kV 율촌민자#2T/L 수평 추락방지시설 설치 - 구 간 : No.1 ~ 9호, 9기","2023-05-03 07:00","2023-05-03 18:00","2023-05-03 07:00","2023-05-03 18:00","연속"]
[539,"광주전남","순천","율촌S/S CB 6200","22-23년 순천전력지사 변전협력회사 총액공사","율촌S/S 6200 BUS-TIE GIS 보통점검","2023-05-23 09:00","2023-05-23 18:00","2023-05-23 09:00","2023-05-23 18:00","연속"]
[540,"광주전남","순천","여수TP화치#2 T/L","'22-23년 순천전력지사 변전정비회사 총액공사","화치S/S 여수TP-화치#2T/L GIS CB 타임측정 여수화력S/S 여수TP-화치#2T/L GIS 상시여자 보조계전기 교체","2023-05-10 09:00","2023-05-10 18:00","2023-05-10 09:00","2023-05-10 18:00","연속"]
[541,"광주전남","순천","여수TP화치#1 T/L","22-23년 순천전력지사 변전협력회사 총액공사","[정비]화치S/S 여수TP-화치#1T/L GIS CB 타임측정 [정비]여수화력S/S 여수TP-화치#1T/L GIS 상시여자 보조계전기 교체 화치,여수화력S/S 송전선로 보호반 대체","2023-05-29 09:00","2023-05-31 18:00","2023-05-29 09:00","2023-05-31 18:00","연속"]
[542,"광주전남","직할","평동왕곡#2 T/L","22~23년 직할 가공송전 협력회사 총액공사(수평 추락방지장치 설치)","수평 추락방지장치 설치 (평동-왕곡#2T/L 4호~94호)","2023-05-01 08:00","2023-05-17 18:00","2023-05-01 08:00","2023-05-17 18:00","연속"]
[543,"광주전남","직할","하남장성#1 T/L","세니온제 송전선로 보호반 유사고장 관련 조치","세니온제 송전선로 보호반 유사고장 관련 F/W 업데이트,MAX488교체 및 시험(계통시험,제작사 입회)","2023-05-10 09:00","2023-05-10 14:00","2023-05-10 09:00","2023-05-10 14:00","연속"]
[544,"광주전남","직할","하남장성#2 T/L","세니온제 송전선로 보호반 유사고장 관련 조치","세니온제 송전선로 보호반 유사고장 관련 F/W 업데이트,MAX488교체 및 시험(계통시험,제작사 입회)","2023-05-10 14:00","2023-05-10 18:00","2023-05-10 14:00","2023-05-10 18:00","연속"]
[545,"광주전남","직할","하남장성#1 T/L","22~23년 직할 가공송전 협력회사 총액공사(수평 추락방지장치 설치)","수평 추락방지장치 설치 (비아-하남 29~74호, 하남-장성T/L 병가)","2023-05-22 09:00","2023-05-26 18:00","2023-05-22 09:00","2023-05-26 18:00","연속"]
[546,"광주전남","직할","비아하남#1 T/L","22~23년 직할 가공송전 협력회사 총액공사(수평 추락방지장치 설치)","수평 추락방지장치 설치 (비아-하남 29~74호, 하남-장성T/L 병가)","2023-05-22 08:00","2023-06-02 18:00","2023-05-22 08:00","2023-06-02 18:00","연속"]
[547,"대구","달성","다산강창#1 T/L","2022~23년 달성전력지사 가공송전협력회사 총액공사","폴리머 점퍼지지애자 교체공사","2023-05-02 07:00","2023-05-04 18:00","2023-05-02 07:00","2023-05-04 18:00","연속"]
[548,"대구","달성","강창성서#1 T/L","양단 GIS 공기조작부 정밀","-양단 GIS 공기조작부 정밀 -강창측 전자변 교체 -성서측 피뢰기 보통점검","2023-05-02 09:00","2023-05-03 18:00","2023-05-02 09:00","2023-05-03 18:00","연속"]
[549,"대구","칠곡","칠곡인동#1 T/L","2022~23년 대구직할 가공송전 협력회사 총액공사","수평 추락방지장치 설치공사 안전확보","2023-05-03 07:30","2023-05-04 18:00","2023-05-03 07:30","2023-05-04 18:00","연속"]
[550,"대구","칠곡","칠곡인동#2 T/L","2022~23년 대구직할 가공송전 협력회사 총액공사","수평 추락방지장치 설치공사 안전확보","2023-05-03 07:30","2023-05-04 18:00","2023-05-03 07:30","2023-05-04 18:00","연속"]
[551,"대구","포항","왕신북포항 T/L","154kV 남포항분기T/L 건설사업","- 154kV 왕신-남포항T/L No.36 ~ 41(C/H) (전력선 신설 및 공중이동) - 154kV 왕신-남포항T/L ST ~ No.1(전력선 공중이동) - 154kV 왕신-남포항T/L No.37 철탑보강 - ACSR/AW 410㎟×2B×2C – 1.238km","2023-05-23 08:00","2023-05-31 18:00","2023-05-23 08:00","2023-05-31 18:00","연속"]
[552,"대구","포항","건천천북#2 T/L","2022-23년 경산전력지사 가공송전 협력회사 총액공사","수직수평추락방지장치 설치 (안전확보) - 작업구간 : No.1 ~ 4 , 17, 20","2023-05-04 07:00","2023-05-04 18:00","2023-05-04 07:00","2023-05-04 18:00","연속"]
[553,"대구","칠곡","관음구암#2 T/L","154kV 관음-구암T/L 지장송전선로 이설공사(지중화)","- 30~31, 34~35호 전력선 설치 - 기설 31~34호 전력선 철거","2023-05-05 07:30","2023-05-16 18:00","2023-05-05 07:30","2023-05-16 18:00","연속"]
[554,"대구","경산","금호아화#2 T/L","2022-23년 경산전력지사 가공송전 협력회사 총액공사","수평추락방지장치 설치(안전확보) - 작업구간 : No.1 ~ 58","2023-05-08 07:00","2023-05-17 18:00","2023-05-08 07:00","2023-05-17 18:00","연속"]
[555,"대구","달성","다산강창#2 T/L","2022~23년 달성전력지사 가공송전협력회사 총액공사","폴리머 점퍼지지애자 교체공사","2023-05-08 07:00","2023-05-10 18:00","2023-05-08 07:00","2023-05-10 18:00","연속"]
[556,"대구","달성","강창성서#2 T/L","양단 GIS 공기조작부 정밀","-양단 GIS 공기조작부 정밀 -강창측 전자변 교체 -성서측 피뢰기 보통점검","2023-05-08 09:00","2023-05-09 18:00","2023-05-08 09:00","2023-05-09 18:00","연속"]
[557,"대구","달성","고령논공#1 T/L","2023년 가공송전 순시점검 위탁공사","154kV 고령-논공T/L 정밀점검","2023-05-10 08:00","2023-05-12 18:00","2023-05-10 08:00","2023-05-12 18:00","연속"]
[558,"대구","경산","청도밀양#1 T/L","22~23년 경산PO 변전협력회사 총액공사","- GIS 초기점검","2023-05-11 09:30","2023-05-11 14:00","2023-05-11 09:30","2023-05-11 14:00","연속"]
[559,"대구","경산","청도밀양#2 T/L","22~23년 경산PO 변전협력회사 총액공사","- GIS 초기점검","2023-05-11 14:00","2023-05-11 18:00","2023-05-11 14:00","2023-05-11 18:00","연속"]
[560,"대구","경산","신경산노변 T/L","'23년 경산P/O GIS 정밀점검 및 보통점검 공사","효성제 170kV GIS 고장예방 대책 시행(베어링 교체)","2023-05-14 09:00","2023-05-14 18:00","2023-05-14 09:00","2023-05-14 18:00","연속"]
[561,"대구","달성","성서달성#1 T/L","성서S/S GIS공기조작부 정밀점검","성서S/S GIS공기조작부 정밀점검 달성S/S GIS CB동작특성시험","2023-05-14 09:00","2023-05-14 18:00","2023-05-14 09:00","2023-05-14 18:00","연속"]
[562,"대구","칠곡","관음구암#1 T/L","154kV 관음-구암T/L 지장송전선로 이설공사(지중화)","- 30~31, 34~35호 전력선 설치 - 기설 31~34호 전력선 철거","2023-05-15 07:30","2023-05-25 18:00","2023-05-15 07:30","2023-05-25 18:00","연속"]
[563,"대구","달성","고령논공#2 T/L","2023년 가공송전 순시점검 위탁공사","154kV 고령-논공T/L 정밀점검","2023-05-15 08:00","2023-05-17 18:00","2023-05-15 08:00","2023-05-17 18:00","연속"]
[564,"대구","포항","북포항남포항 T/L","154kV 남포항분기T/L 건설사업","- 154kV 왕신-남포항T/L No.36 ~ 41(C/H) (전력선 신설 및 공중이동) - 154kV 왕신-남포항T/L ST ~ No.1(전력선 공중이동) - 154kV 왕신-남포항T/L No.37 철탑보강 - ACSR/AW 410㎟×2B×2C – 1.238km","2023-06-01 08:00","2023-06-28 18:00","2023-06-01 08:00","2023-06-28 18:00","연속"]
[565,"대구","달성","논공달성#1 T/L","달성S/S GIS공기조작부 정밀점검","달성S/S GIS공기조작부 정밀점검","2023-05-18 09:00","2023-05-18 18:00","2023-05-18 09:00","2023-05-18 18:00","연속"]
[566,"대구","직할","공평침산 T/L","23-24년 대구본부 직할 지중송전 위탁정비공사","절연유 열화진단 시행(전력구 2개소, 맨홀 1개소)","2023-05-18 09:00","2023-05-18 18:00","2023-05-18 09:00","2023-05-18 18:00","연속"]
[567,"대구","경산","신경산청통#1 T/L","2022-23년 경산전력지사 가공송전 협력회사 총액공사","수평추락방지장치 설치 및 폴리머점퍼지지애자 설치(안전확보) - 작업구간 : No.1 ~ 63","2023-05-19 07:00","2023-05-31 18:00","2023-05-19 07:00","2023-05-31 18:00","연속"]
[568,"대구","달성","논공달성#2 T/L","달성S/S GIS공기조작부 정밀점검","달성S/S GIS공기조작부 정밀점검","2023-05-19 09:00","2023-05-19 18:00","2023-05-19 09:00","2023-05-19 18:00","연속"]
[569,"대구","직할","남대구동인#2 T/L","23-24년 대구본부 직할 지중송전 위탁정비공사","절연유 열화진단 시행 (맨홀 1개소)","2023-05-19 09:00","2023-05-19 18:00","2023-05-19 09:00","2023-05-19 18:00","연속"]
[570,"대구","경산","신경산진량 T/L","'23년 경산P/O GIS 정밀점검 및 보통점검 공사","효성제 170kV GIS 고장예방 대책 시행(베어링 교체)","2023-05-21 09:00","2023-05-21 18:00","2023-05-21 09:00","2023-05-21 18:00","연속"]
[571,"대구","달성","성서달성#2 T/L","성서S/S GIS공기조작부 정밀점검","성서S/S GIS공기조작부 정밀점검 달성S/S GIS CB동작특성시험","2023-05-21 09:00","2023-05-21 18:00","2023-05-21 09:00","2023-05-21 18:00","연속"]
[572,"대구","달성","대구범물#2 T/L","2022~23년 대구직할 가공송전 협력회사 총액공사","폴리머 점퍼지지애자 설치공사","2023-05-23 09:00","2023-05-23 15:00","2023-05-23 09:00","2023-05-23 15:00","연속"]
[573,"대구","칠곡","구미광평#1 T/L","광평S/S 구미-광평#1T/L GIS 유압 누유 보수","광평S/S 구미-광평#1T/L GIS 유압 누유 보수","2023-05-24 09:30","2023-05-24 18:00","2023-05-24 09:30","2023-05-24 18:00","연속"]
[574,"대구","달성","현풍유가#1 T/L","345kV 북경남-서대구 등 24개 T/L 추락방지장치 설치공사","154kV 현풍-유가T/L 수평 추락방지장치 설치공사","2023-05-29 07:00","2023-05-30 18:00","2023-05-30 07:00","2023-05-31 18:00","연속"]
[575,"대구","달성","논공현풍#2 T/L","345kV 북경남-서대구 등 24개 T/L 추락방지장치 설치공사","154kV 논공-현풍T/L 수평 추락방지장치 설치공사(현풍-유가T/L 병가선로)","2023-05-30 07:00","2023-05-31 18:00","2023-05-30 07:00","2023-05-30 18:00","연속"]
[576,"경북","구미","동상주점촌#2 T/L","2022-23년 구미전력지사 변전협력업체 총액공사","- 누기점검 및 보수","2023-05-15 09:00","2023-05-17 18:00","2023-05-02 09:00","2023-05-06 18:00","연속"]
[577,"경북","구미","청리상주#2 T/L","2022-23년도 구미전력지사 가공송전정비 협력회사 총액공사","154kV 청리-상주T/L 추락방지시설 설치(No.1, 41~57, 59)","2023-05-24 08:00","2023-05-25 17:00","2023-05-24 08:00","2023-05-25 17:00","매일"]
[578,"경북","구미","청리상주#1 T/L","2022-23년도 구미전력지사 가공송전정비 협력회사 총액공사","154kV 청리-상주T/L 추락방지시설 설치(No.1, 41~57, 59)","2023-05-22 08:00","2023-05-23 17:00","2023-05-22 08:00","2023-05-23 17:00","매일"]
[579,"경북","구미","화동영동 T/L","154kV 상주 등 4개T/L 추락방지시설 설치공사","154kV화동T/L 추락방지시설 설치(No.111~137)","2023-05-08 08:00","2023-05-11 17:00","2023-05-08 08:00","2023-05-11 17:00","매일"]
[580,"경북","구미","화동보은 T/L","154kV 상주 등 4개T/L 추락방지시설 설치공사","154kV화동T/L 추락방지시설 설치(No.111~137)","2023-05-11 08:00","2023-05-15 17:00","2023-05-11 08:00","2023-05-15 17:00","매일"]
[581,"경북","구미","상주화동#1 T/L","154kV 상주 등 4개T/L 추락방지시설 설치공사","154kV상주-화동T/L 추락방지시설 설치(No.3~54)","2023-05-16 08:00","2023-05-24 17:00","2023-05-16 08:00","2023-05-24 17:00","매일"]
[582,"경북","구미","상주화동#2 T/L","154kV 상주 등 4개T/L 추락방지시설 설치공사","154kV상주-화동T/L 추락방지시설 설치(No.3~54)","2023-05-25 08:00","2023-05-31 17:00","2023-05-25 08:00","2023-05-31 17:00","매일"]
[583,"경북","영주","점촌문경 T/L","2023년 상반기 154kV 주변압기 정밀점검 공사","154kV 문경S/S #1M.Tr 정밀점검 후 무부하가압","2023-05-04 09:00","2023-05-05 18:00","취소","취소","연속"]
[584,"경북","영주","문경단양 T/L","2023년 상반기 154kV 주변압기 정밀점검 공사","154kV 문경S/S #1M.Tr 정밀점검 후 무부하가압","2023-05-04 09:00","2023-05-05 18:00","2023-05-18 09:00","2023-05-19 18:00","연속"]
[585,"경북","영주","문경단양 T/L","2022-23년 영주전력지사 변전협력회사 총액공사","- 보호반 대체","2023-05-25 09:00","2023-05-26 18:00","2023-05-25 09:00","2023-05-26 18:00","연속"]
[586,"경북","영주","봉화현종산풍력 T/L","2022-23년 영주전력지사 변전협력회사 총액공사","- GIS 조작시험 - LA 초기점검","2023-05-22 09:00","2023-05-22 18:00","2023-05-22 09:00","2023-05-22 18:00","연속"]
[587,"경북","영주","신영주영주#2 T/L","154kV신영주-영주T/L 추락방지시설 설치공사","154kV신영주-영주T/L 추락방지시설 설치공사","2023-05-23 09:00","2023-05-31 18:00","2023-05-23 09:00","2023-05-31 18:00","연속"]
[588,"경북","영주","신영주영주#1 T/L","154kV신영주-영주T/L 추락방지시설 설치공사","154kV신영주-영주T/L 추락방지시설 설치공사","2023-05-08 09:00","2023-05-15 18:00","2023-05-08 09:00","2023-05-15 18:00","연속"]
[589,"경북","영주","예천점촌#1 T/L","2022-23년 영주전력지사 변전협력회사 총액공사","CVT,LA 대체 CB 조작시험, 공기조작부 점검","2023-05-29 10:00","2023-05-30 18:00","2023-05-29 10:00","2023-05-30 18:00","연속"]
[590,"경북","영주","점촌단양 T/L","2022-23년 영주전력지사 변전협력회사 총액공사","- 보호반 대체","2023-05-18 09:00","2023-05-19 18:00","2023-05-23 09:00","2023-05-24 18:00","연속"]
[591,"경북","직할","봉화울진 T/L","울진S/S 154kV 장기사용 GIS 교체공사","울진S/S 154kV 장기사용 GIS 교체공사(2차수) - 교체 후 무부하 가압용","2023-05-22 09:00","2023-05-23 18:00","2023-05-11 09:00","2023-05-12 18:00","연속"]
[592,"경북","직할","봉화울진 T/L","울진S/S 154kV 장기사용 GIS 교체공사","울진S/S 154kV 장기사용 GIS 교체공사(2차수) - 교체 후 무부하 가압용","2023-05-08 09:00","2023-05-09 18:00","2023-04-26 09:00","2023-04-27 18:00","연속"]
[593,"경북","직할","울진삼척GP#2 T/L","울진S/S 154kV 장기사용 GIS 교체공사","울진S/S 154kV 장기사용 GIS 교체공사(2차수) - 모선구분 차단기 설치 후 모선보호반 관련 시험용","2023-05-25 18:00","2023-05-26 18:00","2023-05-22 18:00","2023-05-23 18:00","연속"]
[594,"경북","직할","봉화울진 T/L","울진S/S 154kV 장기사용 GIS 교체공사","울진S/S 154kV 장기사용 GIS 교체공사 - 3차수 공정","2023-05-30 09:00","2023-06-27 18:00","2023-05-24 09:00","2023-06-22 18:00","연속"]
[595,"경북","직할","봉화울진 T/L","울진S/S 154kV 장기사용 GIS 교체공사","울진S/S 154kV 장기사용 GIS 교체공사(2차수) - 교체 후 무부하 가압용","2023-05-24 09:00","2023-05-25 18:00","2023-05-18 09:00","2023-05-19 18:00","연속"]
[596,"경북","직할","현종산풍력평해#1 T/L","22-23년 경북직할 송전협력회사 총액공사","154kV 현종산풍력-평해T/L 수평 추락방지장치 설치 No.14~87","2023-05-25 08:00","2023-06-06 18:00","2023-05-25 08:00","2023-06-06 18:00","연속"]
[597,"부산울산","동부산","구서명장#2 T/L","154kV 구서S/S 장기사용 GIS 교체공사","○ 154kV 구서-명장#2T.L GIS 및 BUS-TIE GIS 교체","2023-05-02 09:00","2023-06-02 18:00","2023-05-02 09:00","2023-06-02 18:00","연속"]
[598,"부산울산","동부산","신울산명례#1 T/L","154kV 추락방지장치(수평) 및 피뢰기 설치공사","수평 추락방지장치 설치","2023-05-01 08:00","2023-05-04 18:00","2023-05-01 08:00","2023-05-04 18:00","연속"]
[599,"부산울산","동부산","신울산명례#2 T/L","154kV 추락방지장치(수평) 및 피뢰기 설치공사","수평 추락방지장치 설치","2023-05-08 08:00","2023-05-11 18:00","2023-05-08 08:00","2023-05-11 18:00","연속"]
[600,"부산울산","동부산","신양산구서#2 T/L","154kV 추락방지장치(수평) 및 피뢰기 설치공사","○작업내용 : 수평 추락방지장치, 피뢰기 설치 ○ 23일 본작업, 24~26일 안전이격 휴전 비상시 즉시 가압 가능","2023-05-23 08:00","2023-05-26 18:00","2023-05-23 08:00","2023-05-26 18:00","연속"]
[601,"부산울산","동부산","신양산구서#1 T/L","154kV 추락방지장치(수평) 및 피뢰기 설치공사","수평 추락방지장치 설치","2023-05-22 08:00","2023-05-22 18:00","2023-05-22 08:00","2023-05-22 18:00","연속"]
[602,"부산울산","동부산","정관장안#1 T/L","154kV 추락방지장치(수평) 및 피뢰기 설치공사","수평 추락방지장치 설치","2023-05-12 08:00","2023-05-13 18:00","2023-05-12 08:00","2023-05-13 18:00","연속"]
[603,"부산울산","동부산","정관장안#2 T/L","154kV 추락방지장치(수평) 및 피뢰기 설치공사","수평 추락방지장치 설치, 금구류 교체, 피뢰기 설치","2023-05-15 08:00","2023-05-18 18:00","2023-05-15 08:00","2023-05-18 18:00","연속"]
[604,"부산울산","북부산","북부산물금 T/L","154kV 북부산-삼랑진 등 8개T/L 수평추락방지장치 설치공사 안전확보","154kV 북부산-물금T/L 24-1~46호 4회선 병가구간 안전확보, 2회선 구간 철탑 추락방지장치 설치(단독 휴전시)","2023-05-12 08:30","2023-05-16 18:00","취소","취소","연속"]
[605,"부산울산","북부산","물금양산열병합#1 T/L","22-23년 북부산전력지사 변전총액공사","물금S/S 154kV 양산열병합#1T/L GIS 초기점검","2023-05-15 09:00","2023-05-15 18:00","2023-05-03 09:00","2023-05-03 18:00","연속"]
[606,"부산울산","북부산","물금양산열병합#2 T/L","22-23년 북부산전력지사 변전총액공사","물금S/S 154kV 양산열병합#2T/L GIS 초기점검","2023-05-16 09:00","2023-05-16 18:00","2023-05-04 09:00","2023-05-04 18:00","연속"]
[607,"부산울산","북부산","호포물금 T/L","154kV 북부산-삼랑진 등 8개T/L 수평추락방지장치 설치공사","154kV 북부산-물금T/L 24-1~46호, 호포분기T/L 1~7호 수평추락방지장치 설치(2회선 철탑 17기, 4회선 병가철탑 19기)","2023-05-10 08:30","2023-05-14 18:00","취소","취소","연속"]
[608,"부산울산","북부산","북부산양산 T/L","2022-2023년 북부산전력지사 가공송전 협력회사 총액공사","○ 철탑도장 : 154kV 북부산-삼랑진T/L 55,56호(하단)","2023-05-04 08:00","2023-05-04 18:00","2023-05-04 08:00","2023-05-04 18:00","연속"]
[609,"부산울산","북부산","북부산호포 T/L","345kV 북부산-신울산 등 3개T/L 수평추락방지장치 설치공사","345kV 북부산-울산TP#2T/L No.132호 수평추락방지장치 설치관련 안전확보","2023-05-28 08:00","2023-05-28 18:00","취소","취소","연속"]
[610,"부산울산","북부산","북부산S/S CB 6300","22-23년 북부산전력지사 변전총액공사","북부산S/S 154kV 6300 BUS TIE GIS 보통점검","2023-05-26 09:00","2023-05-26 18:00","2023-05-26 09:00","2023-05-26 18:00","연속"]
[611,"부산울산","북부산","북부산S/S CB 6200","22-23년 북부산전력지사 변전총액공사","북부산S/S 154kV 6200 BUS TIE GIS 보통점검","2023-05-25 09:00","2023-05-25 18:00","2023-05-25 09:00","2023-05-25 18:00","연속"]
[612,"부산울산","북부산","북부산S/S CB 6100","22-23년 북부산전력지사 변전총액공사","북부산S/S 154kV 6100 BUS TIE GIS 보통점검","2023-05-24 09:00","2023-05-24 18:00","2023-05-24 09:00","2023-05-24 18:00","연속"]
[613,"부산울산","북부산","북부산S/S SEC CB 66670","22-23년 북부산전력지사 변전총액공사","북부산S/S 154kV 66-67-0 BUS SEC GIS 보통점검","2023-05-23 09:00","2023-05-23 18:00","2023-05-23 09:00","2023-05-23 18:00","연속"]
[614,"부산울산","북부산","북부산S/S SEC CB 61620","22-23년 북부산전력지사 변전총액공사","북부산S/S 154kV 61-62-0 BUS SEC GIS 보통점검","2023-05-22 09:00","2023-05-22 18:00","2023-05-22 09:00","2023-05-22 18:00","연속"]
[615,"부산울산","북부산","북부산S/S SEC CB 65660","22-23년 북부산전력지사 변전총액공사","북부산S/S 154kV 65-66-0 BUS SEC GIS 보통점검","2023-05-30 09:00","2023-05-30 18:00","2023-05-30 09:00","2023-05-30 18:00","연속"]
[616,"부산울산","북부산","북부산S/S SEC CB 60610","22-23년 북부산전력지사 변전총액공사","북부산S/S154kV 60-61-0 BUS SEC GIS 보통점검","2023-05-29 09:00","2023-05-29 18:00","2023-05-31 10:00","2023-05-31 18:00","연속"]
[617,"부산울산","북부산","북부산물금 T/L","154kV 북부산-삼랑진 등 8개T/L 수평추락방지장치 설치공사 안전확보","154kV 북부산-물금T/L 11~24-1호(4회선 병가) 구간 수평 추락방지장치 설치 안전확보","2023-05-18 08:30","2023-05-20 18:00","취소","취소","연속"]
[618,"부산울산","북부산","북부산호포 T/L","154kV 북부산-삼랑진 등 8개T/L 수평추락방지장치 설치공사","154kV 북부산-물금T/L 1~9호(2회선), 11~24-1호(4회선 병가) 및 호포분기T/L1~7호 수평 추락방지장치 설치","2023-05-17 08:30","2023-05-23 18:00","2023-05-17 08:30","2023-05-19 18:00","연속"]
[619,"부산울산","북부산","언양산막#1 T/L","2022-23년 북부산전력지사 가공송전 협력회사 총액공사","○ SB댐퍼 교체 154kV 언양-산막T/L 30호","2023-05-27 08:00","2023-05-27 18:00","취소","취소","연속"]
[620,"부산울산","북부산","언양산막#2 T/L","154kV 북부산-삼랑진 등 8개T/L 수평추락방지장치 설치공사","154kV 언양-산막T/L 36~66호 30기 수평추락방지장치 설치","2023-05-01 08:30","2023-05-05 18:00","취소","취소","연속"]
[621,"부산울산","북부산","서창산막#2 T/L","2022-2023년 북부산전력지사 가공송전 협력회사 총액공사","○ SB댐퍼 교체 154kV 서창-산막T/L 9호","2023-05-20 08:00","2023-05-20 18:00","취소","취소","연속"]
[622,"부산울산","북부산","언양산막#2 T/L","2022-2023년 북부산전력지사 가공송전 협력회사 총액공사","○ SB댐퍼 교체 154kV 언양-산막T/L 30호","2023-05-20 08:00","2023-05-20 18:00","취소","취소","연속"]
[623,"부산울산","북부산","서창산막#1 T/L","2022-23년 북부산전력지사 가공송전 협력회사 총액공사","○ SB댐퍼 교체 154kV 서창-산막T/L 9호","2023-05-27 08:00","2023-05-27 18:00","취소","취소","연속"]
[624,"부산울산","북부산","양산산막#2 T/L","23년 북부산전력지사 154kV GIS 정밀점검 공사","산막S/S 154kV 6333 GIS 정밀점검 시험가압선로 : 양산-산막#2T/L","2023-05-08 17:00","2023-05-08 18:00","2023-05-09 17:00","2023-05-09 18:00","연속"]
[625,"부산울산","북부산","양산산막#2 T/L","23년 북부산전력지사 154kV GIS 정밀점검 공사","산막S/S 154kV 6333 GIS 정밀점검 시험가압선로 : 양산-산막#2T/L","2023-05-10 17:00","2023-05-10 18:00","2023-05-11 17:00","2023-05-11 18:00","연속"]
[626,"부산울산","북부산","북부산삼랑진PP T/L","2022-23년 북부산전력지사 가공송전 협력회사 총액공사","○ 철탑도장 : 154kV 북부산-삼랑진T/L 55,56호(상단)","2023-05-02 08:00","2023-05-03 18:00","2023-05-02 08:00","2023-05-03 18:00","연속"]
[627,"부산울산","북부산","물금삼랑진PP#2 T/L","2022-2023년 북부산전력지사 가공송전 협력회사 총액공사","○ 철탑도장 : 154kV 북부산-삼랑진T/L 55,56호(하단)","2023-05-04 08:00","2023-05-04 18:00","2023-05-04 08:00","2023-05-04 18:00","연속"]
[628,"부산울산","북부산","물금삼랑진PP#1 T/L","2022-23년 북부산전력지사 가공송전 협력회사 총액공사","○ 철탑도장 : 154kV 북부산-삼랑진T/L 55,56호(상단)","2023-05-02 08:00","2023-05-03 18:00","2023-05-02 08:00","2023-05-03 18:00","연속"]
[629,"부산울산","북부산","호포물금 T/L","23년 북부산전력지사 154kV GIS 정밀점검 공사","호포S/S 154kV 6333 GIS 정밀점검 - 시험가압 선로 : 호포-물금T/L","2023-05-16 17:00","2023-05-16 18:00","2023-05-16 17:00","2023-05-16 18:00","연속"]
[630,"부산울산","북부산","호포물금 T/L","23년 북부산전력지사 154kV GIS 정밀점검 공사","호포S/S 154kV 6233 GIS 정밀점검 - 시험가압 선로 : 호포-물금T/L","2023-05-24 17:00","2023-05-24 18:00","2023-05-24 17:00","2023-05-24 18:00","연속"]
[631,"부산울산","북부산","호포물금 T/L","23년 북부산전력지사 154kV GIS 정밀점검 공사","호포S/S 154kV 6233 GIS 정밀점검 - 시험가압 선로 : 호포-물금T/L","2023-05-26 17:00","2023-05-26 18:00","2023-05-26 17:00","2023-05-26 18:00","연속"]
[632,"부산울산","북부산","호포매리#2 T/L","154kV 북부산-삼랑진 등 8개T/L 수평추락방지장치 설치공사","154kV 호포-매리T/L 1~15호 수평추락방지장치 및 가이드레일 설치","2023-05-27 08:30","2023-05-29 18:00","2023-05-27 08:30","2023-05-29 18:00","연속"]
[633,"부산울산","북부산","호포매리#1 T/L","154kV 북부산-삼랑진 등 8개T/L 수평추락방지장치 설치공사","154kV 호포-매리T/L 1~15호 수평추락방지장치 및 가이드레일 설치","2023-05-06 08:30","2023-05-07 18:00","2023-05-06 08:30","2023-05-07 18:00","연속"]
[634,"부산울산","서부산","다대신평 T/L","154kV 장림분기 지중T/L 건설사업","○ 공사목적 : 단일계통인 154kV 장림변전소의 계통보강 ○ 공사구간 : 154kV 신평-다대T/L 1분기∼ (기설)장림S/S ○ 회선 및 길이 : 154kV XLPE 2000㎟*1.4km","2023-05-11 09:00","2023-06-30 18:00","2023-05-11 09:00","2023-06-30 18:00","연속"]
[635,"부산울산","서부산","서부산S/S #66 BUS","154kV GIS 정밀점검 - #2BUS-TIE","154kV GIS 정밀점검 - #2BUS-TIE 2DS 작업 모선휴전","2023-05-30 11:00","2023-05-31 18:00","2023-05-30 11:00","2023-05-31 18:00","연속"]
[636,"부산울산","서부산","서부산S/S SEC CB 60610","154kV GIS 정밀점검 - #2BUS-TIE","154kV GIS 정밀점검 - #2BUS-TIE 1DS 작업 모선휴전","2023-05-29 09:00","2023-05-30 10:00","2023-05-29 09:00","2023-05-30 10:00","연속"]
[637,"부산울산","서부산","서부산S/S CB 6200","154kV GIS 정밀점검 - #2BUS-TIE","154kV GIS 정밀점검 - #2BUS-TIE","2023-05-29 09:00","2023-05-31 18:00","2023-05-29 09:00","2023-05-31 18:00","연속"]
[638,"부산울산","서부산","서부산S/S #61 BUS","154kV GIS 정밀점검 - #2BUS-TIE","154kV GIS 정밀점검 - #2BUS-TIE 1DS 작업 모선휴전","2023-05-29 09:00","2023-05-30 10:00","2023-05-29 09:00","2023-05-30 10:00","연속"]
[639,"부산울산","서부산","서부산S/S SEC CB 65660","154kV GIS 정밀점검- #63M.Tr 1차 GIS","154kV GIS 정밀점검- #63M.Tr 1차 GIS 2DS 작업 모선휴전","2023-05-25 11:00","2023-05-26 18:00","2023-05-25 11:00","2023-05-26 18:00","연속"]
[640,"부산울산","서부산","서부산S/S #65 BUS","154kV GIS 정밀점검- #63M.Tr 1차 GIS","154kV GIS 정밀점검- #63M.Tr 1차 GIS 2DS 작업 모선휴전","2023-05-25 11:00","2023-05-26 18:00","2023-05-25 11:00","2023-05-26 18:00","연속"]
[641,"부산울산","서부산","서부산S/S SEC CB 60610","154kV GIS 정밀점검- #63M.Tr 1차 GIS","154kV GIS 정밀점검- #63M.Tr 1차 GIS 1DS 작업 모선휴전","2023-05-24 09:00","2023-05-25 10:00","2023-05-24 09:00","2023-05-25 10:00","연속"]
[642,"부산울산","서부산","서부산S/S #60 BUS","154kV GIS 정밀점검- #63M.Tr 1차 GIS","154kV GIS 정밀점검- #63M.Tr 1차 GIS 1DS 작업 모선휴전","2023-05-24 09:00","2023-05-25 10:00","2023-05-24 09:00","2023-05-25 10:00","연속"]
[643,"부산울산","서부산","서부산S/S CB 6100","154kV GIS 정밀점검- #63M.Tr 1차 GIS","154kV GIS 정밀점검- #63M.Tr 1차 GIS 모선휴전","2023-05-24 09:00","2023-05-26 18:00","2023-05-24 09:00","2023-05-26 18:00","연속"]
[644,"부산울산","서부산","서부산엄궁#1 T/L","154kV GIS 정밀점검- 서부산엄궁#2T/L","154kV GIS 정밀점검- 서부산엄궁#2T/L","2023-05-22 09:00","2023-05-23 18:00","2023-05-22 09:00","2023-05-23 18:00","연속"]
[645,"부산울산","서부산","서부산엄궁#1 T/L","154kV GIS 정밀점검- 서부산엄궁#1T/L","154kV GIS 정밀점검- 서부산엄궁#1T/L","2023-05-18 09:00","2023-05-19 18:00","2023-05-18 09:00","2023-05-19 18:00","연속"]
[646,"부산울산","서부산","서부산다대#2 T/L","154kV GIS 정밀점검- 서부산다대#2","154kV GIS 정밀점검- 서부산다대#2","2023-05-11 09:00","2023-05-12 18:00","2023-05-11 09:00","2023-05-12 18:00","연속"]
[647,"부산울산","서부산","서부산S/S #65 BUS","154kV GIS 정밀점검- 서부산부민#1T/L","154kV GIS 정밀점검- 서부산부민#1T/L 2DS 작업 모선휴전","2023-05-09 11:00","2023-05-10 18:00","2023-05-09 11:00","2023-05-10 18:00","연속"]
[648,"부산울산","서부산","서부산S/S SEC CB 65660","154kV GIS 정밀점검- 서부산부민#1T/L","154kV GIS 정밀점검- 서부산부민#1T/L 2DS 작업 모선휴전","2023-05-09 11:00","2023-05-10 18:00","2023-05-09 11:00","2023-05-10 18:00","연속"]
[649,"부산울산","서부산","서부산S/S CB 6100","154kV GIS 정밀점검- 서부산부민#1T/L","154kV GIS 정밀점검- 서부산부민#1T/L 모선휴전","2023-05-08 09:00","2023-05-10 18:00","2023-05-08 09:00","2023-05-10 18:00","연속"]
[650,"부산울산","서부산","서부산S/S #60 BUS","154kV GIS 정밀점검- 서부산부민#1T/L","154kV GIS 정밀점검- 서부산부민#1T/L 1DS 작업 모선휴전","2023-05-08 09:00","2023-05-09 10:00","2023-05-08 09:00","2023-05-09 10:00","연속"]
[651,"부산울산","서부산","서부산S/S SEC CB 60610","154kV GIS 정밀점검- 서부산부민#1T/L","154kV GIS 정밀점검- 서부산부민#1T/L 1DS 작업 모선휴전","2023-05-08 09:00","2023-05-09 10:00","2023-05-08 09:00","2023-05-09 10:00","연속"]
[652,"부산울산","서부산","서부산S/S SEC CB 65660","154kV GIS 정밀점검- 서부산다대#1T/L","154kV GIS 정밀점검- 서부산다대#1T/L 2DS 작업 모선휴전","2023-05-03 11:00","2023-05-04 18:00","2023-05-03 11:00","2023-05-04 18:00","연속"]
[653,"부산울산","서부산","서부산S/S #65 BUS","154kV GIS 정밀점검- 서부산다대#1T/L","154kV GIS 정밀점검- 서부산다대#1T/L 2DS 작업 모선휴전","2023-05-03 11:00","2023-05-04 18:00","2023-05-03 11:00","2023-05-04 18:00","연속"]
[654,"부산울산","서부산","서부산S/S #60 BUS","154kV GIS 정밀점검- 서부산다대#1T/L","154kV GIS 정밀점검- 서부산다대#1T/L 1DS 작업 모선휴전","2023-05-02 09:00","2023-05-03 10:00","2023-05-02 09:00","2023-05-03 10:00","연속"]
[655,"부산울산","서부산","서부산S/S CB 6100","154kV GIS 정밀점검- 서부산다대#1T/L","154kV GIS 정밀점검- 서부산다대#1T/L 모선휴전관련","2023-05-02 09:00","2023-05-04 18:00","2023-05-02 09:00","2023-05-04 18:00","연속"]
[656,"부산울산","서부산","서부산다대#1 T/L","154kV GIS 정밀점검- 서부산다대#1T/L","154kV GIS 정밀점검- 서부산다대#1T/L","2023-05-02 09:00","2023-05-04 18:00","2023-05-02 09:00","2023-05-04 18:00","연속"]
[657,"부산울산","서부산","서부산S/S SEC CB 60610","154kV GIS 정밀점검- 서부산다대#1T/L","154kV GIS 정밀점검- 서부산다대#1T/L 1DS 작업 모선휴전","2023-05-02 09:00","2023-05-03 10:00","2023-05-02 09:00","2023-05-03 10:00","연속"]
[658,"부산울산","서부산","서부산S/S SEC CB 65660","154kV GIS 정밀점검 - #2BUS-TIE","154kV GIS 정밀점검 - #2BUS-TIE 2DS 작업 모선휴전","2023-05-30 11:00","2023-05-31 18:00","2023-05-30 11:00","2023-05-31 18:00","연속"]
[659,"부산울산","울산","남울산신온산#2 T/L","345kv 동울산-월성NP등 6개T/L 추락방지장치 등 설치공사","철탑 추락방지장치 설치","2023-05-23 07:00","2023-06-01 18:00","2023-05-23 07:00","2023-06-01 18:00","연속"]
[660,"부산울산","울산","남울산처용#2 T/L","345kv 동울산-월성NP등 6개T/L 추락방지장치 등 설치공사","철탑 추락방지장치 설치","2023-05-31 07:00","2023-06-02 18:00","2023-05-31 07:00","2023-06-02 18:00","연속"]
[661,"부산울산","울산","두왕울산#2 T/L","154kV 추락방지장치 설치공사","ㅇ 수직,수평 추락방지장치 11기","2023-05-10 08:00","2023-05-12 18:00","2023-05-10 08:00","2023-05-12 18:00","연속"]
[662,"부산울산","울산","효문방어진 T/L","154kV 추락방지장치 설치공사","ㅇ 수직,수평 추락방지장치 5~29호","2023-05-15 08:00","2023-05-19 18:00","2023-05-15 08:00","2023-05-19 18:00","연속"]
[663,"부산울산","울산","신울산웅촌#1 T/L","'23년 345, 154kV GIS 별도발주공사","- 신울산측 GIS(657) 보통점검 - 웅촌측 GIS(647) 보통점검","2023-05-18 09:00","2023-05-18 18:00","2023-05-18 09:00","2023-05-18 18:00","연속"]
[664,"부산울산","울산","신울산언양#1 T/L","'23년 345, 154kV GIS 별도발주공사","- 신울산측 GIS(677) 보통점검 - 언양측 GIS(677) 보통점검","2023-05-11 09:00","2023-05-12 18:00","2023-05-11 09:00","2023-05-12 18:00","연속"]
[665,"부산울산","울산","신울산웅촌#2 T/L","'23년 345, 154kV GIS 별도발주공사","- 신울산측 GIS(667) 보통점검","2023-05-19 09:00","2023-05-19 18:00","2023-05-19 09:00","2023-05-19 18:00","연속"]
[666,"부산울산","울산","신울산S/S #62G BUS","신울산S/S 154kV 현대화공사","석지#2T/L 인출변경(기설 옥외철구→GIS) 시험가압","2023-05-25 18:00","2023-05-26 18:00","취소","취소","연속"]
[667,"부산울산","울산","신울산두왕#1 T/L","154kV 추락방지장치 설치공사","ㅇ 수직,수평 추락방지장치 7기 (병가포함)","2023-05-08 08:00","2023-05-10 18:00","2023-05-08 08:00","2023-05-10 18:00","연속"]
[668,"부산울산","울산","신울산울산#1 T/L","154kV 추락방지장치 설치공사","ㅇ 수직, 수평 추락방지장치 17기 설치","2023-05-02 08:00","2023-05-09 18:00","2023-05-02 08:00","2023-05-09 18:00","연속"]
[669,"부산울산","울산","신울산S/S #62G BUS","신울산S/S 154kV 현대화공사","석지#1T/L 인출변경(기설 옥외철구→GIS) 시험가압","2023-05-30 18:00","2023-05-31 18:00","취소","취소","연속"]
[670,"부산울산","울산","신울산언양#2 T/L","154kV 추락방지장치 설치공사","ㅇ 수직,수평 추락방지장치 54기","2023-05-22 08:00","2023-05-31 18:00","2023-05-22 08:00","2023-05-31 18:00","연속"]
[671,"부산울산","울산","언양산막#1 T/L","154kV 추락방지장치(수평) 및 피뢰기 설치공사","안전이격확보용 휴전","2023-05-09 08:00","2023-05-09 18:00","2023-05-09 08:00","2023-05-09 18:00","연속"]
[672,"부산울산","울산","반천언양#2 T/L","'23년 345, 154kV GIS 별도발주공사","- GIS(657) 보통점검 - 세니온제 보호반 성능개선","2023-05-09 09:00","2023-05-09 18:00","2023-05-09 09:00","2023-05-09 18:00","연속"]
[673,"부산울산","울산","반천언양#1 T/L","'23년 345, 154kV GIS 별도발주공사","- GIS(647) 보통점검 - 세니온제 보호반 성능개선","2023-05-08 09:00","2023-05-08 18:00","2023-05-08 09:00","2023-05-08 18:00","연속"]
[674,"부산울산","울산","방어진영남TP#1 T/L","'23년 345, 154kV GIS 별도발주공사","- GIS(637) 보통점검","2023-05-15 09:00","2023-05-15 18:00","2023-05-15 09:00","2023-05-15 18:00","연속"]
[675,"부산울산","울산","방어진영남TP#2 T/L","'23년 345, 154kV GIS 별도발주공사","- GIS(647) 보통점검","2023-05-16 09:00","2023-05-16 18:00","2023-05-16 09:00","2023-05-16 18:00","연속"]
[676,"부산울산","울산","옥동외동#2 T/L","2022-2023년 가공송전 협력회사 총액공사","안전이격확보 휴전 - 주작업: 154kV 신울산-태화#2T/L 국산불량애자교체","2023-05-12 08:00","2023-05-12 18:00","2023-05-08 08:00","2023-05-10 18:00","연속"]
[677,"부산울산","울산","옥동외동#1 T/L","2022-2023년 가공송전 협력회사 총액공사","안전이격확보 휴전 - 주작업: 154kV 신울산-태화#1T/L 국산불량애자교체","2023-05-10 08:00","2023-05-10 18:00","2023-05-11 08:00","2023-05-13 18:00","연속"]
[678,"부산울산","울산","용연울산TP#2 T/L","22~23년 변전협력회사 총액공사","- 용연측 피뢰기 보통점검 - 화력측 가공지선 철거관련 안전이격","2023-05-10 09:00","2023-05-10 18:00","취소","취소","연속"]
[679,"부산울산","울산","울산T/P SEC CB 65660","22~23년 변전협력회사 총액공사","- GIS 하자점검","2023-05-02 09:00","2023-05-02 18:00","2023-05-02 09:00","2023-05-02 18:00","연속"]
[680,"부산울산","울산","울산T/P SEC CB 60610","22~23년 변전협력회사 총액공사","- GIS 하자점검","2023-05-01 09:00","2023-05-01 18:00","2023-05-04 09:00","2023-05-04 18:00","연속"]
[681,"부산울산","울산","두왕울산#1 T/L","22~23년 변전협력회사 총액공사","- GIS(6B7) 하자점검 - 세니온제 보호반 성능개선","2023-05-04 09:00","2023-05-04 18:00","2023-05-04 09:00","2023-05-04 18:00","연속"]
[682,"부산울산","울산","남울산성암#1 T/L","성암S/S SK멀티유틸리티 신규수용공사","#1T/L 627BAY, #2T/L 6C7BAY 증설","2023-05-23 18:00","2023-05-24 18:00","2023-05-23 18:00","2023-05-24 18:00","연속"]
[683,"부산울산","울산","남울산성암#2 T/L","성암S/S SK멀티유틸리티 신규수용공사","#1T/L 627BAY, #2T/L 6C7BAY 증설","2023-05-24 18:00","2023-05-25 18:00","2023-05-24 18:00","2023-05-25 18:00","연속"]
[684,"부산울산","직할","정보대연 T/L","23년 직할 154kV GIS 정밀점검공사","정보-대연T/L GIS 정밀점검공사","2023-05-20 09:30","2023-05-21 18:00","취소","취소","연속"]
[685,"부산울산","직할","우동대연 T/L","22~23년 서부산전력지사 가공송전 협력회사 총액공사","1~13호 피뢰기 설치","2023-05-15 07:00","2023-05-18 18:00","2023-05-20 07:00","2023-05-21 18:00","연속"]
[686,"부산울산","직할","신대연양정#2 T/L","22~23년 직할 변전협력회사 총액공사","신대연S/S 신대연-양정#2 T/L GIS 보통점검","2023-05-19 09:30","2023-05-19 18:00","2023-05-19 09:30","2023-05-19 18:00","연속"]
[687,"부산울산","직할","신대연양정#1 T/L","22~23년 직할 변전협력회사 총액공사","신대연S/S 신대연-양정#1 T/L GIS 보통점검","2023-05-18 09:30","2023-05-18 18:00","2023-05-18 09:30","2023-05-18 18:00","연속"]
[688,"경남","직할","신김해주촌#1 T/L","2022-2023년 경남 직할 가공송전협력회사 총액공사","154kV 신김해-주촌T/L 1~37호 구간 수평 추락방지장치 설치","2023-05-22 07:00","2023-06-05 18:00","2023-05-22 07:00","2023-06-05 18:00","매일"]
[689,"경남","직할","주촌삼계#2 T/L","2022-2023년 경남 직할 가공송전협력회사 총액공사","154kV 주촌-삼계T/L 1~30, 38호 구간 수평 추락방지장치 설치","2023-05-26 07:00","2023-06-05 18:00","2023-05-26 07:00","2023-06-05 18:00","매일"]
[690,"경남","진주","가야사봉#2 T/L","가야S/S 154kV 가야-사봉#2T/L GIS 보통점검","가야S/S 154kV 가야-사봉#2T/L GIS 보통점검","2023-05-31 09:00","2023-05-31 18:00","2023-05-31 09:00","2023-05-31 18:00","연속"]
[691,"경남","진주","사봉개양#2 T/L","'22~23년 진주전력지사 송전협력회사 총액공사","154kV 사봉-개양T/L 피뢰기 설치(1~56호)","2023-05-20 08:00","2023-05-21 18:00","2023-05-20 08:00","2023-05-21 18:00","매일"]
[692,"경남","진주","사봉개양#2 T/L","'22~23년 진주전력지사 송전협력회사 총액공사","154kV 사봉-개양#2T/L 피뢰기 설치공사(1~56호)","2023-05-27 08:00","2023-05-28 18:00","2023-05-27 08:00","2023-05-28 18:00","매일"]
[693,"경남","진주","삼천포사천#2 T/L","154kV 거창-합천 등 14개 T/L 철탑 추락방지장치 설치공사","154kV 삼천포-사천 #2T/L 철탑 추락방지장치 설치공사(매일) - 수평 추락방지장치 설치 : No.13~72 (60기) ※ 5/27~28 양일간 동시휴전 [#1,2T/L No.60~72 수평배열로 안전작업을 위해 동시휴전 필요]","2023-05-27 07:00","2023-06-02 18:00","취소","취소","매일"]
[694,"경남","진주","삼천포사천#1 T/L","154kV 거창-합천 등 14개 T/L 철탑 추락방지장치 설치공사","154kV 삼천포-사천 #1T/L 철탑 추락방지장치 설치공사(매일) - 수평 추락방지장치 설치 : No.13~72 (60기) ※ 5/27~28 양일간 동시휴전 [#1,2T/L No.60~72 수평배열로 안전작업을 위해 동시휴전 필요]","2023-05-26 07:00","2023-05-31 18:00","취소","취소","매일"]
[695,"경남","진주","의령산청 T/L","154kV 거창-합천 등 14개 T/L 수평 추락방지시설 설치","154kV 의령-산청 T/L 철탑 추락방지장치 설치공사 (매일) - 수평 추락방지장치 설치 : 산청분기 No.1~17(17기), 의령-함양SA T/L No.1~64(64기) - 평일작업 - 의령-동진주 #1 T/L No.67~73 병가구간(안전작업거리확보 휴전)","2023-05-14 07:00","2023-05-20 18:00","취소","취소","매일"]
[696,"경남","진주","의령동진주#2 T/L","[안전작업거리확보 휴전] 154kV 철탑 추락방지시설 설치공사","1.휴전설비 : 의령-함양 T/L, 의령-동진주 #2T/L 2.설치대상 - 154kV 의령-함양 T/L No.1~7호 - No.1~7 작업시 의령-동진주 #2 T/L 안전작업거리확보 휴전 필요","2023-05-12 07:00","2023-05-12 18:00","2023-05-12 07:00","2023-05-12 18:00","매일"]
[697,"경남","진주","의령동진주#1 T/L","[안전작업거리확보 휴전] 154kV 철탑 추락방지시설 설치공사","1. 휴전설비 : 의령-산청 T/L, 의령-동진주 #1T/ 2. 설치대상 - 154kV 의령-산청 T/L No.1~7호 - No.1~7 작업시 의령-동진주 #1 T/L 안전작업거리확보 휴전 필요","2023-05-19 07:00","2023-05-19 18:00","2023-05-19 07:00","2023-05-19 18:00","매일"]
[698,"경남","진주","의령동진주#1 T/L","154kV 거창-합천 등 14개 T/L 철탑 추락방지장치 설치공사","1. 154kV 의령-동진주 #1 T/L 철탑 추락방지장치 설치공사(매일) - 수평 추락방지장치 설치 : No.1~73 (73기) - 평일작업","2023-05-21 07:00","2023-05-26 18:00","2023-05-21 07:00","2023-05-26 18:00","매일"]
[699,"경남","진주","의령함양 T/L","의령S/S 154kV 의령-함양T/L 조작시험","의령S/S 154kV 의령-함양T/L 조작시험","2023-05-26 09:00","2023-05-26 18:00","취소","취소","연속"]
[700,"경남","진주","의령동진주#2 T/L","154kV 거창-합천 등 14개 T/L 철탑 추락방지장치 설치공사","1. 154kV 의령-동진주 #2 T/L 철탑 추락방지장치 설치공사(매일) - 수평 추락방지장치 설치 : No.1~73 (73기) - 평일작업","2023-05-29 07:00","2023-06-02 18:00","2023-05-29 07:00","2023-06-02 18:00","매일"]
[701,"경남","진주","의령함양 T/L","154kV 거창-합천 등 14개 T/L 수평 추락방지시설 설치","154kV 의령-함양SA T/L 철탑 추락방지장치 설치공사 (매일) - 수평 추락방지장치 설치 : No.1~132(132기) - 평일작업 - 의령-동진주 #2 T/L No.67~73 병가구간(5/12 휴전작업 예정)","2023-05-01 07:00","2023-05-13 18:00","취소","취소","매일"]
[702,"경남","진주","동진주진주#1 T/L","진주S/S 154lkV 옥외철구 설비 GIS화 공사관련 이설","송전선로 옥외철구 -> GIS 이설","2023-05-29 08:00","2023-06-02 18:00","2023-05-29 08:00","2023-06-02 18:00","연속"]
[703,"경남","진주","동진주진주#1 T/L","진주S/S 154lkV 옥외철구 설비 GIS화 공사관련 안전이격거리 확보","송전선로 GIS화 이설관련 안전이격거리 확보","2023-05-01 08:00","2023-05-14 18:00","2023-05-01 08:00","2023-05-14 18:00","매일"]
[704,"경남","진주","진주개양#1 T/L","진주S/S 154lkV 옥외철구 설비 GIS화 안전이격거리 확보 및 이설","송전선로 GIS화 이설관련 안전이격거리 확보(매일) 송전선로 옥외철구 -> GIS 이설작업(연속, 5/25~28) GIS 최초가압 5/28 계통병입 6/2","2023-05-15 08:00","2023-06-02 18:00","2023-05-15 08:00","2023-06-02 18:00","연속"]
[705,"경남","진주","하동개양#1 T/L","'22~23년 가공송전 협력회사 총액공사","154kV 하동-개양T/L 수평추락방지장치 및 피뢰기 설치, 점퍼지지애자 교체 시행","2023-05-01 08:00","2023-05-14 18:00","취소","취소","매일"]
[706,"경남","진주","광양하동#1 T/L","하동S/S 154kV 광양-하동#1T/L GIS 보통점검","하동S/S 154kV 광양-하동#1T/L GIS 보통점검","2023-05-24 09:00","2023-05-24 18:00","2023-05-24 09:00","2023-05-24 18:00","연속"]
[707,"경남","진주","하동개양#2 T/L","'22~23년 가공송전 협력회사 총액공사","154kV 하동-개양#1,2T/L No.89~108 수직배열로 작업 시 동시휴전 필요","2023-05-13 08:00","2023-05-14 18:00","2023-05-13 08:00","2023-05-14 18:00","매일"]
[708,"경남","진주","하동개양#2 T/L","'22~23년 가공송전 협력회사 총액공사","154kV 하동-개양#1,2T/L No.89~108 수직배열로 작업 시 동시휴전 필요","2023-05-05 08:00","2023-05-07 18:00","2023-05-05 08:00","2023-05-07 18:00","매일"]
[709,"경남","진주","광양하동#2 T/L","하동S/S 154kV 광양-하동#2T/L GIS 보통점검","하동S/S 154kV 광양-하동#2T/L GIS 보통점검","2023-05-25 09:00","2023-05-25 18:00","2023-05-25 09:00","2023-05-25 18:00","연속"]
[710,"경남","진주","산청함양 T/L","154kV 거창-합천 등 14개 T/L 수평 추락방지시설 설치","1. 154kV 의령-산청 T/L 철탑 추락방지장치 설치공사 (매일) - 수평 추락방지장치 설치 : 산청분기 No.1~17(17기), 의령-함양SA T/L No.64~132(69기) - 평일작업","2023-05-19 07:00","2023-05-25 18:00","취소","취소","매일"]
[711,"경남","통영","신고성거제#1 T/L","154kV 거제변전소 인출 가공송전선로 임시선로 구성공사","임시선로 구성(가철탑4-1호~거제S/S)","2023-05-05 12:00","2023-05-05 17:00","취소","취소","연속"]
[712,"경남","통영","통영거제#2 T/L","154kV 거제변전소 인출 가공송전선로 임시선로 구성공사","임시선로 구성(가철탑 4-1호~거제S/S)","2023-05-05 07:00","2023-05-05 12:00","취소","취소","연속"]
[713,"경남","통영","통영거제#1 T/L","154kV 거제변전소 인출 가공송전선로 임시선로 구성공사","기설 전력선(72호~거제S/S) 철거를 위한 안전거리 확보 ※ 임시선로 구성된 통영-거제#1T/L(가철탑4-1호~거제S/S) 충전부 근접에 따른 휴전필요","2023-05-14 17:00","2023-05-14 19:00","취소","취소","연속"]
[714,"경남","통영","신고성거제#1 T/L","154kV 거제변전소 인출 가공송전선로 임시선로 구성공사","임시선로 구성(196호~가철탑2호) 및 기설 전력선 철거(196호~거제S/S)","2023-05-13 07:00","2023-05-14 17:00","취소","취소","연속"]
[715,"경남","통영","통영거제#2 T/L","154kV 거제변전소 인출 가공송전선로 임시선로 구성공사","임시선로 구성(기설 70호 ~ 가철탑 2호) 및 기설 전력선 철거(70호 ~ 거제S/S)","2023-05-13 07:00","2023-05-14 17:00","취소","취소","연속"]
[716,"경남","통영","신고성거제#2 T/L","154kV 거제변전소 인출 가공송전선로 임시선로 구성공사","임시선로 구성(196호~가철탑 2호, 가철탑 4호~거제S/S) 및 기설 전력선 철거(196호 ~ 거제S/S)","2023-05-06 07:00","2023-05-07 18:00","취소","취소","연속"]
[717,"경남","통영","통영거제#1 T/L","154kV 거제변전소 인출 가공송전선로 임시선로 구성공사","임시선로 구성(70호~가철탑2호, 4-1호~거제S/S) 및 기설 전력선 철거(70호~거제S/S) ※ 154kV 삼성조선T/L 휴전(가압)을 위한 거제-통영T/L 58호 점퍼선 분리/설치 작업 포함","2023-05-05 17:00","2023-05-07 18:00","취소","취소","연속"]
[718,"경남","함안","매리김해#2 T/L","매리S/S 매리-김해#2T/L GIS 정밀점검","매리S/S 매리-김해#2T/L GIS 정밀점검","2023-05-19 09:00","2023-05-21 18:00","2023-05-19 09:00","2023-05-21 18:00","연속"]
[719,"경남","함안","서마산진동 T/L","154kV 서마산분기T/L 증설사업","154kV 서마산분기T/L 증설사업","2023-05-30 06:00","2023-06-11 18:00","2023-05-30 06:00","2023-06-11 18:00","연속"]
[720,"경남","함안","진영수산#1 T/L","154kV 수산S/S #1M.Tr 증설공사(GIS설치, 시험가압)","1. 154kV M.Tr × 1Bank, 154kV GIS × 1CCT, 23kV GIS × 9Bay 설치 2. 전력케이블, 보호배전반 등 기타부대공사 × 1식","2023-05-29 09:00","2023-05-29 18:00","2023-05-29 09:00","2023-05-29 18:00","연속"]
[721,"경남","함안","수산S/S #60 BUS","154kV 수산S/S #1M.Tr 증설공사(154kV GIS설치)","1. 154kV M.Tr × 1Bank, 154kV GIS × 1CCT, 23kV GIS × 9Bay 설치 2. 전력케이블, 보호배전반 등 기타부대공사 × 1식","2023-05-29 09:00","2023-05-29 18:00","2023-05-29 09:00","2023-05-29 18:00","연속"]
[722,"경남","함안","수산S/S #60 BUS","154kV 수산S/S #1M.Tr 증설공사(154kV GIS 설치)","1. 154kV M.Tr × 1Bank, 154kV GIS × 1CCT, 23kV GIS × 9Bay 설치 2. 전력케이블, 보호배전반 등 기타부대공사 × 1식","2023-05-15 09:00","2023-05-20 18:00","2023-05-15 09:00","2023-05-20 18:00","연속"]
[723,"경남","함안","진영수산#1 T/L","154kV 수산S/S #1M.Tr 증설공사(GIS설치,시험가압)","1. 154kV M.Tr × 1Bank, 154kV GIS × 1CCT, 23kV GIS × 9Bay 설치 2. 전력케이블, 보호배전반 등 기타부대공사 × 1식","2023-05-19 16:00","2023-05-20 17:00","2023-05-19 16:00","2023-05-20 17:00","연속"]
[724,"경남","함안","수산S/S #65 BUS","154kV 수산S/S #1M.Tr 증설공사(154kV GIS설치)","1. 154kV M.Tr × 1Bank, 154kV GIS × 1CCT, 23kV GIS × 9Bay 설치 2. 전력케이블, 보호배전반 등 기타부대공사 × 1식","2023-05-22 09:00","2023-05-27 18:00","2023-05-22 09:00","2023-05-27 18:00","연속"]
[725,"경남","함안","진영수산#1 T/L","154kV 수산S/S #1M.Tr 증설공사(GIS설치,시험가압)","1. 154kV M.Tr × 1Bank, 154kV GIS × 1CCT, 23kV GIS × 9Bay 설치 2. 전력케이블, 보호배전반 등 기타부대공사 × 1식","2023-05-26 16:00","2023-05-27 17:00","2023-05-26 16:00","2023-05-27 17:00","연속"]
[726,"경남","함안","김해어방#1 T/L","어방S/S 김해-어방#1T/L GIS 보통점검","어방S/S 김해-어방#1T/L GIS 보통점검","2023-05-22 09:30","2023-05-22 17:30","2023-05-22 09:30","2023-05-22 17:30","연속"]
[727,"경남","함안","중리가야#2 T/L","중리S/S 중리-가야#2T/L GIS 보통점검","중리S/S 중리-가야#2T/L GIS 보통점검","2023-05-16 09:30","2023-05-16 17:30","2023-05-16 09:30","2023-05-16 17:30","연속"]
[728,"경남","함안","진영한림정#2 T/L","한림정S/S 진영-한림정#2T/L GIS 보통점검","한림정S/S 진영-한림정#2T/L GIS 보통점검","2023-05-14 09:30","2023-05-14 17:30","2023-05-14 09:30","2023-05-14 17:30","연속"]
[729,"남서울",null,"강동상일#1 T/L","동서울전력 170kV GIS 정밀점검","동서울전력 170kV GIS 정밀점검","2023-05-04 09:00","2023-05-05 18:00","2023-05-04 09:00","2023-05-05 18:00","연속"]
[730,"남서울",null,"강동상일#2 T/L","동서울전력 170kV GIS 정밀점검","동서울전력 170kV GIS 정밀점검","2023-05-22 09:00","2023-05-23 18:00","2023-05-22 09:00","2023-05-23 18:00","연속"]
[731,"경기",null,"서서울#2소래 T/L","안산 인정프린스 아파트 지장송전선로 지중화공사","[설치] 관형C/T 2기(C/T 5,C/T 7), 인클로징철탑2기(No.4,8) [철거] 기설No.4,5,6,7,8","2023-05-28 08:00","2023-06-09 18:00","2023-05-28 08:00","2023-06-09 18:00","연속"]
[732,"인천",null,"서서울#2소래 T/L","가공송전 협력회사 총액공사(154kV 서소T/L 추락방지)","송전철탑 추락방지장치 설치 - 대상 : No.48~53(6기)","2023-05-24 07:00","2023-05-30 18:00","2023-05-28 07:00","2023-05-30 18:00","매일"]
[733,"부산울산",null,"구서S/S #2 BUS","154kV 구서S/S 장기사용 GIS 교체공사","○ 154kV 구서-명장#2T.L GIS 및 BUS-TIE GIS 교체","2023-05-05 09:00","2023-05-05 18:00","2023-05-05 09:00","2023-05-05 18:00","연속"]
[734,"부산울산",null,"구서S/S #1 BUS","154kV 구서S/S 장기사용 GIS 교체공사","○ 154kV 구서-명장#2T.L GIS 및 BUS-TIE GIS 교체","2023-05-08 09:00","2023-05-13 18:00","2023-05-08 09:00","2023-05-13 18:00","연속"]
[735,"부산울산",null,"구서S/S #2 BUS","154kV 구서S/S 장기사용 GIS 교체공사","○ 154kV 구서-명장#2T.L GIS 및 BUS-TIE GIS 교체","2023-05-15 09:00","2023-06-02 18:00","2023-05-15 09:00","2023-06-02 18:00","연속"]